## README
Toowoomba to Warwick Pipeline — Master Asset Register
Consolidated from three source registers. Chainage is the primary key: every record is positioned by Chainage Start (m).
Source registers
Source file | Sheet used | Chainage field(s) | Valid records loaded
Thrust Block Register - T2W_PIPELINE 24-8.xlsm | Master Register - LandPartners | KP | 255
Trench Type Register - T2W_PIPELINE.xlsm | Master Register Trench Type | KP (START) / KP (END) | 207
Trench&Bulkheads- T2W_PIPELINE.xlsm | Master Register - LandPartners | KP | 452
Forreign service raw data.xlsx | Sheet1 | KP | 334
PHw_PWG_Creek_Crossings.xlsx | PHw + PWG | Start Chainage (m) / End Chainage (m) | 32
T2WRWP-05304-PTW-PPG-SCH-00002_PHW_PWG.xlsx | PHW + PWG | Start Ch. (m) / End Ch. (m) | 489
T2W - Tree Removal TakeOff (V.1).xlsx | Sheet1 | Start Chainage / End Chainage (km) | 91
TOTAL |  |  | 1450
Sheets in this workbook
Master Register | All records in one table, sorted by Pipeline Section then Chainage Start (m). One row per source row.
Edit Log | Changes made through the HTML editor, appended automatically with who, when and the previous value.
Data Quality | Every edit made during consolidation and every anomaly found, with the source row it came from.
Chainage Index | Record counts per 1 km chainage bin per register — live COUNTIFS over Master Register.
Trench Type Summary | Total length and section count by trench type, carried across from the Trench Type Register.
Src - Thrust Block | Unmodified source rows (Thrust Block Register).
Src - Trench Type | Unmodified source rows (Trench Type Register).
Src - Trench Stop & BH | Unmodified source rows (Trench & Bulkheads Register).
Src - Creek Crossings | Trenched creek crossing rows, PHw and PWG tables combined.
Src - Road & Rail Xings | Road, rail, carpark and protected-tree crossings from schedule T2WRWP-05304-PTW-PPG-SCH-00002 Rev 0.
Src - Foreign Service | Foreign service rows with the derived Utility Type / Operator / Size / Info Source columns beside the raw description.
Asset ID codes assigned by this consolidation
Format {SECTION}-{TYPE}-{NNNN}, matching the existing PHW-TS / PHW-BS / PPH-TB convention. Numbering restarts at 0001 for each section and each type, ascending by chainage; where several records share a chainage the original source row order is preserved. These IDs are NEW - they do not appear in the source files.
Code | Meaning | Register | Assigned
EL | Electricity | Foreign Service | 98
CM | Communications | Foreign Service | 104
WA | Water | Foreign Service | 39
RW | Water - recycled | Foreign Service | 1
SW | Sewer | Foreign Service | 17
DR | Drainage | Foreign Service | 6
GA | Gas | Foreign Service | 5
OI | Oil | Foreign Service | 1
FN | Fence | Foreign Service | 56
CC | Trenched creek crossing | Creek Crossing | 32
RD | Road crossing (major or minor) | Road & Rail Crossing | 33
RL | Rail crossing | Road & Rail Crossing | 3
CP | Carpark / side lane | Road & Rail Crossing | 4
PT | Significant protected trees | Road & Rail Crossing | 2
- | Survey level - no ID assigned | Foreign Service | 7
TOTAL ASSIGNED |  |  | 399
Assumptions and treatment of source data
• | Header row is row 5 in every source sheet; data starts at row 6. Confirmed in all three files.
• | A record is kept only where the chainage-start cell holds a number. This excludes the colour legend / dropdown block that sits below the data (rows 294-304) in the Thrust Block and Trench Type sheets.
• | Chainage is in METRES in all three registers despite the "KP" column label (observed ranges 0-27,012). No unit conversion applied.
• | Pipeline Section is derived from the Asset ID prefix (PHW / PWG / PPH / RHF). Where there is no Asset ID, the source Pipeline Section cell is used if it holds one of those codes; otherwise the record is marked UNASSIGNED. The original cell value is preserved in "Section Ref (source)".
• | In the Trench & Bulkheads register the "Pipeline Section" cell holds a drawing-sheet reference (1.1, 9.1 ...), not a section code. It is kept in "Section Ref (source)" only.
• | Trench Type records carry a chainage range (start and end); Thrust Block, Trench Stop and Bulkhead records are point assets and have a start only, so their Length (m) is blank.
• | Length (m) is calculated (End - Start), not copied. "Source Length (m)" holds the value stated in the Trench Type Register so the two can be compared.
• | "Comments" merges the source Comments column with the "Notes , Not on Plan" column from the Trench & Bulkheads register.
• | The RHF section of the Thrust Block Register (13 records, RHF-TB-001 to RHF-TB-013) has no chainage entered in the source. Those records are retained and sort to the end of the Master Register with a blank Chainage Start. See the Data Quality sheet.
• | ASSET IDs ASSIGNED: the foreign service source file carried no asset identifier, so 327 IDs were generated on the convention set out above. They are NEW, created here, and are not present in the source file. The 7 survey-level records were deliberately left without an ID. No generated ID collides with an existing PHW-TS, PHW-BS, PPH-TB or RHF-TB identifier.
• | FOREIGN SERVICES: the raw file gives only Pipeline, Drawing Number, KP, Utility Description, Included in Current Plan and Comments. Utility Description is free text, so four columns are DERIVED from it and are not source data: Asset Type (utility category), Operator (asset owner), Size (mm) (parsed from the DN value) and Info Source (the BYDA / PUP prefix). The raw description is kept verbatim in Utility Description so every derivation can be checked.
• | Operator for foreign services is read from the description and, where the description is silent, from the Comments text — the three APA Group gas records are identified that way. Spelling variants in the source (BDYA, BYD, TELSTA, TELSTRACOMMS, TELSTRA COMS) are treated as BYDA and Telstra respectively; the misspellings are left untouched in the raw description and listed on the Data Quality sheet.
• | Foreign services are point crossings and carry a chainage start only, so their Length (m) is blank. Their chainage is a whole number of metres in the source.
• | RECORD KEY is the stable identifier for every row and the field the HTML editor and the Edit Log address. 974 keys are the Asset IDs already in the source registers; 214 were generated because the source had none - 102 PHW and 105 PWG trench sections (TT) and 7 survey levels (SL). No generated key collides with an existing identifier. Asset ID itself is unchanged and is still blank on those 214.
• | Source File and Source Row on every record point back to the exact originating cell range, so nothing here is untraceable.
• | The source workbooks are macro-enabled (.xlsm). This consolidation is a plain .xlsx; no macros were carried across.
• | RESIDUAL DATA REMOVED: all three source files are built on a template from the Jemena Port Kembla pipeline (revision BRRK7728-NCP-8-4, dated 03-Dec-2022) and still contain 8-9 rows of that project's survey data. Its coordinates sit near Port Kembla NSW (E 301,270-301,434 / N 6,184,121-6,184,177), not the T2W corridor. In the Thrust Block Register (rows 305-312) the whole row was foreign and has been removed. In the Trench & Bulkheads Register (rows 309-318) the residue sat in columns E-L on top of nine genuine T2W trench-stop records, so only those cells were cleared and the assets kept. Every instance is itemised on the Data Quality sheet.
• | CONSEQUENCE: the survey block (Located, C&G, TRENCH, Surveyors PtNo, E, N, Z, Survey Code, Actual Chainage) holds NO genuine T2W data in any of the three registers. Those columns are retained but empty, ready for as-built survey to be entered.
Rev 2 — 24 Aug 2026
• | The Trench & Bulkheads source was reissued 2026-08-17. 37 new PWG records (PWG-TS-0001 to PWG-TS-0036 and PWG-BS-0001) were loaded; no existing record changed and none was removed. Src - Trench Stop & BH now reflects the 2026-08-17 source; the previous load is preserved in _backups.
• | TREE REMOVAL added as a seventh register, code VG, Register = "Vegetation". 91 of the takeoff's 222 records were loaded — the PHW (70) and PWG (21) sections. PAE, PLG, PLE and PEL are not sections of this register and were held back; all 222 rows are on Src - Tree Removal.
• | Tree chainage is stated in KILOMETRES in the takeoff and has been converted to metres, the unit used everywhere else in this workbook. Two columns were added to the Master Register for this register: Area (m2) and Timber Density (HEAVY / LIGHT / TRIM).
• | Tree record keys are NEW, assigned here on the {SECTION}-VG-{NNNN} convention ascending by source row. The takeoff's own Pipe ID (VEG_PHW001 ...) is kept in Asset ID.
Rev 3 — 24 Aug 2026
• | The Thrust Block Register was reissued 24-8 with 134 further thrust blocks: PWG-TB-026 to PWG-TB-134 and PHW-TB-077 to PHW-TB-101. None of the 121 records already held changed. Src - Thrust Block now reflects the 24-8 source; the previous load is preserved in _backups.
• | THRUST BLOCK CATEGORY is a new column in that source and a new column here. It classifies every thrust block as Bend, Tee, Isolation Valve, Pigging Station, In-Line or Facility (RHF). It was populated for all 255 thrust blocks, so the 121 already held gained a value they did not have before.
• | The 13 RHF thrust blocks are now identified as "Facility (RHF) - not in pipeline index". Their blank chainage is correct, not missing: they sit in the Regional Header Facility and are not positioned on the pipeline. The gap flagged at baseline is closed.
Rev 4 — 24 Aug 2026
• | UNIT RATES. Unit Rate ($), Quantity, Unit and Total Cost ($) added to the Master Register. Total Cost is a formula, not a typed number.
• | Rated so far: trench stops $1,112.50 each (442) and concrete bulkheads $20,507.00 each (47), $1,455,554.00 in total. Rates supplied by J. Krasnoff-Hnatjuk, 24 Aug 2026; item detail on C-DWG-PTW-105.1 Rev 1, Issued for Construction.
• | The $1,112.50 rate is PER TRENCH STOP, not per metre of trench. Read as a metre rate it would price the 46,169 m of trench at $51.4M instead of $491,725.
• | 961 records carry no rate and are blank, not zero. Any total from this register is therefore partial until the remaining rates are supplied.

## Document Control
Document Control
This workbook is the controlled master asset register for the Toowoomba to Warwick pipeline. It is a living document: it is updated in place and never re-created from scratch.
Register identity
Document title | T2W Pipeline Master Asset Register
File name | T2W Pipeline Master Asset Register.xlsx
Controlled location | C:\Users\J.Krasnoff-Hnatjuk\Desktop\T2W_PL\CLAUDE FOLDER\Rev 2
Document owner | Jerry Krasnoff-Hnatjuk (j.krasnoff-hnatjuk@nacap.com.au)
Current revision | Rev 4
Revision date | 24 Aug 2026
Status | Live — under continuous update
Records in Master Register | 1450
Backups | _backups\ — dated copy written before every editing session
How this register is kept up to date
1. Single file | There is one canonical file, at the controlled location above. It is opened, edited and saved in place. Nothing is copied to a new name or a new folder.
2. Backup first | Before any editing session a dated copy of the current file is written to _backups\. Any change can be rolled back to the previous state.
3. Edits by record key | Every change is addressed by Record Key, the stable identifier on every row of the Master Register. Asset ID is not used to address rows because 214 rows have none.
4. Every change logged | Each field change writes one row to the Edit Log: timestamp, who made it, record key, asset ID, field, previous value, new value and the sheet cell touched. No change is made without a log entry.
5. Source sheets frozen | The six Src - sheets are never edited. They remain the verbatim record of what each source file said, so any Master Register value can always be checked against origin.
6. Revision on close | At the end of a session in which the data changed, the revision number above is bumped and a line is added to the revision history below summarising what changed.
7. Derived fields | Length (m), Pipeline Section, Asset Type, Operator, Size (mm) and Info Source are derived, not source data. If a driving value is edited, the derived field is recalculated with it.
8. New records | New assets are appended with a Record Key following the {SECTION}-{TYPE}-{NNNN} convention, the next free number for that section and type. Source File is set to the file or instruction that introduced the record so it stays traceable.
Revision history
Revision | Date | Description of change | Records affected | Issued by
Rev 1 | 24 Aug 2026 | Register placed under document control. Baseline consolidation of six source registers (1,188 records). No data values changed. | 1188 (baseline) | J. Krasnoff-Hnatjuk
Rev 2 | 24 Aug 2026 | Trench & Bulkheads source reissued 2026-08-17: 37 new PWG trench stops and bulkheads loaded. Tree Removal TakeOff (V.1) added as a new Vegetation register: 91 PHW and PWG records, chainage converted from km to m. Two columns added (Area (m2), Timber Density). No existing value changed. | 128 added (1,188 to 1,316) | J. Krasnoff-Hnatjuk
Rev 3 | 24 Aug 2026 | Thrust Block Register reissued 24-8: 134 new thrust blocks loaded (109 PWG, 25 PHW). New source column Thrust Block Category added and populated for all 255 thrust blocks, including 121 backfilled onto records already held. The 13 RHF records are confirmed as facility blocks with no pipeline chainage. No previously held value was overwritten. | 134 added (1,316 to 1450); 121 enriched | J. Krasnoff-Hnatjuk
Rev 4 | 24 Aug 2026 | Unit rates introduced. Four columns added: Unit Rate ($), Quantity, Unit and Total Cost ($). 442 trench stops rated at $1,112.50 each and 47 bulkheads at $20,507.00 each, $1,455,554.00 in total. All other assets left blank pending rates. No existing value changed. | 489 rated, 961 left blank | J. Krasnoff-Hnatjuk

## Master Register
Record Key | Chainage Start (m) | Chainage End (m) | Length (m) | Pipeline Section | Register | Asset Type | Asset ID | Trench Type | Source Length (m) | Drawing (Start) | Drawing (End) | Drawing (superseded) | Info Source | Included in Current Plan | Section Ref (source) | Feature Name | Utility Description | Surface | Pipeline DN | Embankment Treatment | Creek Bed Treatment | Pipe Description | Type 6 (m) | Type 7 (m) | Type 4 & 7 (m) | Type 4 & 6 (m) | Operator | Location | Material | Size (mm) | ID | Actual Chainage (surveyed) | Located | C&G Code | Trench Code | Surveyors PtNo | E | N | Z | Survey Code | Proven to Underside of Service | Test Point | Proposed Crossing Method | Parallel or Crossed | Design Drawing | DBYD SEQ | Separation (m) | Asset DOC (m) | Pipeline DOC (m) | Depth to Underside of Asset (m) | Crossover | Within | Excavation Permit Required? | Excavation Permit Date | Crossing Permit Required? | Crossing Permit Date | Comments | Source File | Source Row | Area (m2) | Timber Density | Thrust Block Category | Installed | Install Date | Installed By | Test Document No | Test Status | Test Date | Complete | Completion Date | Progress Notes | Unit Rate ($) | Quantity | Unit | Total Cost ($)
PHW-TT-0001 | 0 | 327.039 | 327.039 | PHW | Trench Type | TRENCH SECTION |  | 1A | 327.039 | D-DWG-PHW-001.2 | D-DWG-PHW-001.2 |  |  |  | PHW | [42 empty] | Trench Type Register - T2W_PIPELINE.xlsm | 6
PHW-VG-0001 | 10 | 20 | 10 | PHW | Vegetation | TREE REMOVAL | VEG_PHW001 | [49 empty] | 1 LARGE TREE, MULTIPLE SMALL TREES | T2W - Tree Removal TakeOff (V.1).xlsx | 18 | 195 | HEAVY
PHW-FN-0001 | 15 |  |  | PHW | Foreign Service | FENCE | PHW-FN-0001 |  |  | D-DWG-PHW-001.2 |  | D-DWG-PHW-001_C |  | Yes | PHW |  | FENCE LINE NO POSTS | [40 empty] | Forreign service raw data.xlsx | 2
PHW-TB-001 | 18.832 |  |  | PHW | Thrust Block | THRUST BLOCK | PHW-TB-001 | [7 empty] | PHW |  | Type 7 | [11 empty] | DICL | 600 | [27 empty] | Thrust Block Register - T2W_PIPELINE.xlsm | 13 |  |  | Bend
PHW-CM-0001 | 38 |  |  | PHW | Foreign Service | COMMUNICATIONS | PHW-CM-0001 |  |  | D-DWG-PHW-001.2 |  | D-DWG-PHW-001_C | BYDA | Yes | PHW |  | BYDA TELSTRA COMMSTUD | [9 empty] | Telstra | [30 empty] | Forreign service raw data.xlsx | 3
PHW-CM-0002 | 44 |  |  | PHW | Foreign Service | COMMUNICATIONS | PHW-CM-0002 |  |  | D-DWG-PHW-001.2 |  | D-DWG-PHW-001_C | BYDA | Yes | PHW |  | BYDA TELSTRA COMMSTUD | [9 empty] | Telstra | [30 empty] | Forreign service raw data.xlsx | 4
PHW-VG-0002 | 60 | 200 | 140 | PHW | Vegetation | TREE REMOVAL | VEG_PHW002 | [49 empty] | MULTIPLE SMALL TREES | T2W - Tree Removal TakeOff (V.1).xlsx | 19 | 658 | LIGHT
PHW-TS-0001 | 188 |  |  | PHW | Trench Stop & Bulkhead | TRENCH STOP | PHW-TS-0001 |  |  | D-DWG-PHW-001 |  |  |  |  | 1.1 | [42 empty] | Trench&Bulkheads- T2W_PIPELINE.xlsm | 6 | [12 empty] | 1112.5 | 1 | each | 1112.5
PHW-TS-0002 | 197.4 |  |  | PHW | Trench Stop & Bulkhead | TRENCH STOP | PHW-TS-0002 |  |  | D-DWG-PHW-001 |  |  |  |  | 1.1 | [42 empty] | Trench&Bulkheads- T2W_PIPELINE.xlsm | 7 | [12 empty] | 1112.5 | 1 | each | 1112.5
PHW-TS-0003 | 206.8 |  |  | PHW | Trench Stop & Bulkhead | TRENCH STOP | PHW-TS-0003 |  |  | D-DWG-PHW-001 |  |  |  |  | 1.1 | [42 empty] | Trench&Bulkheads- T2W_PIPELINE.xlsm | 8 | [12 empty] | 1112.5 | 1 | each | 1112.5
PHW-TS-0004 | 216.2 |  |  | PHW | Trench Stop & Bulkhead | TRENCH STOP | PHW-TS-0004 |  |  | D-DWG-PHW-001 |  |  |  |  | 1.1 | [42 empty] | Trench&Bulkheads- T2W_PIPELINE.xlsm | 9 | [12 empty] | 1112.5 | 1 | each | 1112.5
PHW-TS-0005 | 225.6 |  |  | PHW | Trench Stop & Bulkhead | TRENCH STOP | PHW-TS-0005 |  |  | D-DWG-PHW-001 |  |  |  |  | 1.1 | [42 empty] | Trench&Bulkheads- T2W_PIPELINE.xlsm | 10 | [12 empty] | 1112.5 | 1 | each | 1112.5
PHW-TS-0006 | 235 |  |  | PHW | Trench Stop & Bulkhead | TRENCH STOP | PHW-TS-0006 |  |  | D-DWG-PHW-001 |  |  |  |  | 1.1 | [42 empty] | Trench&Bulkheads- T2W_PIPELINE.xlsm | 11 | [12 empty] | 1112.5 | 1 | each | 1112.5
PHW-TS-0007 | 244.4 |  |  | PHW | Trench Stop & Bulkhead | TRENCH STOP | PHW-TS-0007 |  |  | D-DWG-PHW-001 |  |  |  |  | 1.1 | [42 empty] | Trench&Bulkheads- T2W_PIPELINE.xlsm | 12 | [12 empty] | 1112.5 | 1 | each | 1112.5
PHW-VG-0003 | 250 | 270 | 20 | PHW | Vegetation | TREE REMOVAL | VEG_PHW003 | [49 empty] | 1 LARGE TREE | T2W - Tree Removal TakeOff (V.1).xlsx | 20 | 110 | HEAVY
PHW-TS-0008 | 253.8 |  |  | PHW | Trench Stop & Bulkhead | TRENCH STOP | PHW-TS-0008 |  |  | D-DWG-PHW-001 |  |  |  |  | 1.1 | [42 empty] | Trench&Bulkheads- T2W_PIPELINE.xlsm | 13 | [12 empty] | 1112.5 | 1 | each | 1112.5
PHW-TS-0009 | 259 |  |  | PHW | Trench Stop & Bulkhead | TRENCH STOP | PHW-TS-0009 |  |  | D-DWG-PHW-001 |  |  |  |  | 1.1 | [42 empty] | Trench&Bulkheads- T2W_PIPELINE.xlsm | 14 | [12 empty] | 1112.5 | 1 | each | 1112.5
PHW-TS-0010 | 266.5 |  |  | PHW | Trench Stop & Bulkhead | TRENCH STOP | PHW-TS-0010 |  |  | D-DWG-PHW-001 |  |  |  |  | 1.1 | [42 empty] | Trench&Bulkheads- T2W_PIPELINE.xlsm | 15 | [12 empty] | 1112.5 | 1 | each | 1112.5
PHW-TS-0011 | 274 |  |  | PHW | Trench Stop & Bulkhead | TRENCH STOP | PHW-TS-0011 |  |  | D-DWG-PHW-001 |  |  |  |  | 1.1 | [42 empty] | Trench&Bulkheads- T2W_PIPELINE.xlsm | 16 | [12 empty] | 1112.5 | 1 | each | 1112.5
PHW-TS-0012 | 281.5 |  |  | PHW | Trench Stop & Bulkhead | TRENCH STOP | PHW-TS-0012 |  |  | D-DWG-PHW-001 |  |  |  |  | 1.1 | [42 empty] | Trench&Bulkheads- T2W_PIPELINE.xlsm | 17 | [12 empty] | 1112.5 | 1 | each | 1112.5
PHW-TS-0013 | 289 |  |  | PHW | Trench Stop & Bulkhead | TRENCH STOP | PHW-TS-0013 |  |  | D-DWG-PHW-001 |  |  |  |  | 1.1 | [42 empty] | Trench&Bulkheads- T2W_PIPELINE.xlsm | 18 | [12 empty] | 1112.5 | 1 | each | 1112.5
PHW-TS-0014 | 296.5 |  |  | PHW | Trench Stop & Bulkhead | TRENCH STOP | PHW-TS-0014 |  |  | D-DWG-PHW-001 |  |  |  |  | 1.1 | [42 empty] | Trench&Bulkheads- T2W_PIPELINE.xlsm | 19 | [12 empty] | 1112.5 | 1 | each | 1112.5
PHW-TS-0015 | 304 |  |  | PHW | Trench Stop & Bulkhead | TRENCH STOP | PHW-TS-0015 |  |  | D-DWG-PHW-001 |  |  |  |  | 1.1 | [42 empty] | Trench&Bulkheads- T2W_PIPELINE.xlsm | 20 | [12 empty] | 1112.5 | 1 | each | 1112.5
PHW-TS-0016 | 311.5 |  |  | PHW | Trench Stop & Bulkhead | TRENCH STOP | PHW-TS-0016 |  |  | D-DWG-PHW-001 |  |  |  |  | 1.1 | [42 empty] | Trench&Bulkheads- T2W_PIPELINE.xlsm | 21 | [12 empty] | 1112.5 | 1 | each | 1112.5
PHW-TS-0017 | 319 |  |  | PHW | Trench Stop & Bulkhead | TRENCH STOP | PHW-TS-0017 |  |  | D-DWG-PHW-001 |  |  |  |  | 1.1 | [42 empty] | Trench&Bulkheads- T2W_PIPELINE.xlsm | 22 | [12 empty] | 1112.5 | 1 | each | 1112.5
PHW-TS-0018 | 326.5 |  |  | PHW | Trench Stop & Bulkhead | TRENCH STOP | PHW-TS-0018 |  |  | D-DWG-PHW-001 |  |  |  |  | 1.1 | [42 empty] | Trench&Bulkheads- T2W_PIPELINE.xlsm | 23 | [12 empty] | 1112.5 | 1 | each | 1112.5
PHW-PT-0001 | 327.039 | 404.867 | 77.828 | PHW | Road & Rail Crossing | SIGNIFICANT PROTECTED TREES | PHW-PT-0001 |  | 77.828 | [5 empty] | PHW | Trees - Kieman Road |  | N/A | 600 |  |  | OD660x6WT MSCL Sintalock Type 2 PN35 Carrier & OD813x12WT MS Enveloper |  |  |  |  | TRC | [15 empty] | Thrust Boring | [14 empty] | T2WRWP-05304-PTW-PPG-SCH-00002_PHW_PWG.xlsx | 6
PHW-TT-0002 | 327.039 | 404.862 | 77.823 | PHW | Trench Type | TRENCH SECTION |  | 8A | 77.823 | D-DWG-PHW-001.2 | D-DWG-PHW-001.2 |  |  |  | PHW | [42 empty] | Trench Type Register - T2W_PIPELINE.xlsm | 7
PHW-VG-0004 | 330 | 370 | 40 | PHW | Vegetation | TREE REMOVAL | VEG_PHW004 | [49 empty] | 2 LARGE TREES | T2W - Tree Removal TakeOff (V.1).xlsx | 21 | 486 | HEAVY
PHW-CM-0003 | 361 |  |  | PHW | Foreign Service | COMMUNICATIONS | PHW-CM-0003 |  |  | D-DWG-PHW-001.2 |  | D-DWG-PHW-001_C | BYDA | Yes | PHW |  | BYDA TELSTRA COMMSTUD | [9 empty] | Telstra | [30 empty] | Forreign service raw data.xlsx | 5
PHW-EL-0001 | 364 |  |  | PHW | Foreign Service | ELECTRICITY | PHW-EL-0001 |  |  | D-DWG-PHW-001.2 |  |  | PUP | Yes | PHW |  | PUP ELECTRICITY | [40 empty] | Forreign service raw data.xlsx | 6
PHW-VG-0005 | 380 | 410 | 30 | PHW | Vegetation | TREE REMOVAL | VEG_PHW005 | [49 empty] | 2 LARGE TREES | T2W - Tree Removal TakeOff (V.1).xlsx | 22 | 145 | HEAVY
PHW-TT-0003 | 404.862 | 426.39 | 21.528 | PHW | Trench Type | TRENCH SECTION |  | 4 | 21.528 | D-DWG-PHW-001.2 | D-DWG-PHW-001.2 |  |  |  | PHW | [42 empty] | Trench Type Register - T2W_PIPELINE.xlsm | 8
PHW-TT-0004 | 426.39 | 878.592 | 452.202 | PHW | Trench Type | TRENCH SECTION |  | 1A | 452.202 | D-DWG-PHW-001.2 | D-DWG-PHW-002.2 |  |  |  | PHW | [42 empty] | Trench Type Register - T2W_PIPELINE.xlsm | 9
PHW-TS-0019 | 448 |  |  | PHW | Trench Stop & Bulkhead | TRENCH STOP | PHW-TS-0019 |  |  | D-DWG-PHW-001 |  |  |  |  | 1.2 | [42 empty] | Trench&Bulkheads- T2W_PIPELINE.xlsm | 24 | [12 empty] | 1112.5 | 1 | each | 1112.5
PHW-VG-0006 | 450 | 460 | 10 | PHW | Vegetation | TREE REMOVAL | VEG_PHW006 | [49 empty] | BRANCHES HANGING OVER PIPE | T2W - Tree Removal TakeOff (V.1).xlsx | 23 | 18.7 | TRIM
PHW-TS-0020 | 463 |  |  | PHW | Trench Stop & Bulkhead | TRENCH STOP | PHW-TS-0020 |  |  | D-DWG-PHW-001 |  |  |  |  | 1.3 | [42 empty] | Trench&Bulkheads- T2W_PIPELINE.xlsm | 25 | [12 empty] | 1112.5 | 1 | each | 1112.5
PHW-TS-0021 | 471.4 |  |  | PHW | Trench Stop & Bulkhead | TRENCH STOP | PHW-TS-0021 |  |  | D-DWG-PHW-001 |  |  |  |  | 1.3 | [42 empty] | Trench&Bulkheads- T2W_PIPELINE.xlsm | 26 | [12 empty] | 1112.5 | 1 | each | 1112.5
PHW-TS-0022 | 479.8 |  |  | PHW | Trench Stop & Bulkhead | TRENCH STOP | PHW-TS-0022 |  |  | D-DWG-PHW-001 |  |  |  |  | 1.3 | [42 empty] | Trench&Bulkheads- T2W_PIPELINE.xlsm | 27 | [12 empty] | 1112.5 | 1 | each | 1112.5
PHW-TS-0023 | 486.1 |  |  | PHW | Trench Stop & Bulkhead | TRENCH STOP | PHW-TS-0023 |  |  | D-DWG-PHW-001 |  |  |  |  | 1.4 | [42 empty] | Trench&Bulkheads- T2W_PIPELINE.xlsm | 28 | [12 empty] | 1112.5 | 1 | each | 1112.5
PHW-BS-0001 | 492.5 |  |  | PHW | Trench Stop & Bulkhead | BULK HEAD | PHW-BS-0001 |  |  | D-DWG-PHW-001 |  |  |  |  | 1.4 | [42 empty] | Trench&Bulkheads- T2W_PIPELINE.xlsm | 29 | [12 empty] | 20507 | 1 | each | 20507
PHW-TS-0024 | 498.9 |  |  | PHW | Trench Stop & Bulkhead | TRENCH STOP | PHW-TS-0024 |  |  | D-DWG-PHW-001 |  |  |  |  | 1.4 | [42 empty] | Trench&Bulkheads- T2W_PIPELINE.xlsm | 30 | [12 empty] | 1112.5 | 1 | each | 1112.5
PHW-TS-0025 | 505.3 |  |  | PHW | Trench Stop & Bulkhead | TRENCH STOP | PHW-TS-0025 |  |  | D-DWG-PHW-001 |  |  |  |  | 1.4 | [42 empty] | Trench&Bulkheads- T2W_PIPELINE.xlsm | 31 | [12 empty] | 1112.5 | 1 | each | 1112.5
PHW-VG-0007 | 510 | 530 | 20 | PHW | Vegetation | TREE REMOVAL | VEG_PHW007 | [49 empty] | 3 SMALL TREES | T2W - Tree Removal TakeOff (V.1).xlsx | 24 | 85.9 | TRIM
PHW-TS-0026 | 511.7 |  |  | PHW | Trench Stop & Bulkhead | TRENCH STOP | PHW-TS-0026 |  |  | D-DWG-PHW-001 |  |  |  |  | 1.4 | [42 empty] | Trench&Bulkheads- T2W_PIPELINE.xlsm | 32 | [12 empty] | 1112.5 | 1 | each | 1112.5
PHW-BS-0002 | 518.1 |  |  | PHW | Trench Stop & Bulkhead | BULK HEAD | PHW-BS-0002 |  |  | D-DWG-PHW-001 |  |  |  |  | 1.4 | [42 empty] | Trench&Bulkheads- T2W_PIPELINE.xlsm | 33 | [12 empty] | 20507 | 1 | each | 20507
PHW-TS-0027 | 524.5 |  |  | PHW | Trench Stop & Bulkhead | TRENCH STOP | PHW-TS-0027 |  |  | D-DWG-PHW-001 |  |  |  |  | 1.4 | [42 empty] | Trench&Bulkheads- T2W_PIPELINE.xlsm | 34 | [12 empty] | 1112.5 | 1 | each | 1112.5
PHW-TS-0028 | 531.2 |  |  | PHW | Trench Stop & Bulkhead | TRENCH STOP | PHW-TS-0028 |  |  | D-DWG-PHW-001 |  |  |  |  | 1.5 | [42 empty] | Trench&Bulkheads- T2W_PIPELINE.xlsm | 35 | [12 empty] | 1112.5 | 1 | each | 1112.5
PHW-BS-0003 | 536.1 |  |  | PHW | Trench Stop & Bulkhead | BULK HEAD | PHW-BS-0003 |  |  | D-DWG-PHW-001 |  |  |  |  | 1.5 | [42 empty] | Trench&Bulkheads- T2W_PIPELINE.xlsm | 36 | [12 empty] | 20507 | 1 | each | 20507
PHW-VG-0008 | 540 | 560 | 20 | PHW | Vegetation | TREE REMOVAL | VEG_PHW008 | [49 empty] | 2 LARGE TREES | T2W - Tree Removal TakeOff (V.1).xlsx | 25 | 147 | HEAVY
PHW-TS-0029 | 541 |  |  | PHW | Trench Stop & Bulkhead | TRENCH STOP | PHW-TS-0029 |  |  | D-DWG-PHW-001 |  |  |  |  | 1.5 | [42 empty] | Trench&Bulkheads- T2W_PIPELINE.xlsm | 37 | [12 empty] | 1112.5 | 1 | each | 1112.5
PHW-TS-0030 | 545.9 |  |  | PHW | Trench Stop & Bulkhead | TRENCH STOP | PHW-TS-0030 |  |  | D-DWG-PHW-001 |  |  |  |  | 1.5 | [42 empty] | Trench&Bulkheads- T2W_PIPELINE.xlsm | 38 | [12 empty] | 1112.5 | 1 | each | 1112.5
PHW-TS-0031 | 550.8 |  |  | PHW | Trench Stop & Bulkhead | TRENCH STOP | PHW-TS-0031 |  |  | D-DWG-PHW-001 |  |  |  |  | 1.5 | [42 empty] | Trench&Bulkheads- T2W_PIPELINE.xlsm | 39 | [12 empty] | 1112.5 | 1 | each | 1112.5
PHW-BS-0004 | 553.25 |  |  | PHW | Trench Stop & Bulkhead | BULK HEAD | PHW-BS-0004 |  |  | D-DWG-PHW-001 |  |  |  |  | 1.5 | [42 empty] | Trench&Bulkheads- T2W_PIPELINE.xlsm | 40 | [12 empty] | 20507 | 1 | each | 20507
PHW-TS-0032 | 555.7 |  |  | PHW | Trench Stop & Bulkhead | TRENCH STOP | PHW-TS-0032 |  |  | D-DWG-PHW-001 |  |  |  |  | 1.5 | [42 empty] | Trench&Bulkheads- T2W_PIPELINE.xlsm | 41 | [12 empty] | 1112.5 | 1 | each | 1112.5
PHW-TS-0033 | 560.6 |  |  | PHW | Trench Stop & Bulkhead | TRENCH STOP | PHW-TS-0033 |  |  | D-DWG-PHW-001 |  |  |  |  | 1.5 | [42 empty] | Trench&Bulkheads- T2W_PIPELINE.xlsm | 42 | [12 empty] | 1112.5 | 1 | each | 1112.5
PHW-TS-0034 | 565.5 |  |  | PHW | Trench Stop & Bulkhead | TRENCH STOP | PHW-TS-0034 |  |  | D-DWG-PHW-001 |  |  |  |  | 1.5 | [42 empty] | Trench&Bulkheads- T2W_PIPELINE.xlsm | 43 | [12 empty] | 1112.5 | 1 | each | 1112.5
PHW-BS-0005 | 570.4 |  |  | PHW | Trench Stop & Bulkhead | BULK HEAD | PHW-BS-0005 |  |  | D-DWG-PHW-001 |  |  |  |  | 1.5 | [42 empty] | Trench&Bulkheads- T2W_PIPELINE.xlsm | 44 | [12 empty] | 20507 | 1 | each | 20507
PHW-TS-0035 | 575.3 |  |  | PHW | Trench Stop & Bulkhead | TRENCH STOP | PHW-TS-0035 |  |  | D-DWG-PHW-001 |  |  |  |  | 1.5 | [42 empty] | Trench&Bulkheads- T2W_PIPELINE.xlsm | 45 | [12 empty] | 1112.5 | 1 | each | 1112.5
PHW-TS-0036 | 577 |  |  | PHW | Trench Stop & Bulkhead | TRENCH STOP | PHW-TS-0036 |  |  | D-DWG-PHW-001 |  |  |  |  | 1.6 | [42 empty] | Trench&Bulkheads- T2W_PIPELINE.xlsm | 46 | [12 empty] | 1112.5 | 1 | each | 1112.5
PHW-TS-0037 | 582.9 |  |  | PHW | Trench Stop & Bulkhead | TRENCH STOP | PHW-TS-0037 |  |  | D-DWG-PHW-001 |  |  |  |  | 1.6 | [42 empty] | Trench&Bulkheads- T2W_PIPELINE.xlsm | 47 | [12 empty] | 1112.5 | 1 | each | 1112.5
PHW-TS-0038 | 588.8 |  |  | PHW | Trench Stop & Bulkhead | TRENCH STOP | PHW-TS-0038 |  |  | D-DWG-PHW-001 |  |  |  |  | 1.6 | [42 empty] | Trench&Bulkheads- T2W_PIPELINE.xlsm | 48 | [12 empty] | 1112.5 | 1 | each | 1112.5
PHW-TS-0039 | 608.5 |  |  | PHW | Trench Stop & Bulkhead | TRENCH STOP | PHW-TS-0039 |  |  | D-DWG-PHW-001 |  |  |  |  | 1.7 | [42 empty] | Trench&Bulkheads- T2W_PIPELINE.xlsm | 49 | [12 empty] | 1112.5 | 1 | each | 1112.5
PHW-TS-0040 | 618.7 |  |  | PHW | Trench Stop & Bulkhead | TRENCH STOP | PHW-TS-0040 |  |  | D-DWG-PHW-001 |  |  |  |  | 1.7 | [42 empty] | Trench&Bulkheads- T2W_PIPELINE.xlsm | 50 | [12 empty] | 1112.5 | 1 | each | 1112.5
PHW-VG-0009 | 620 | 640 | 20 | PHW | Vegetation | TREE REMOVAL | VEG_PHW009 | [49 empty] | 1 LARGE TREE, 1 SMALL TREE | T2W - Tree Removal TakeOff (V.1).xlsx | 26 | 108 | HEAVY
PHW-TS-0041 | 628.9 |  |  | PHW | Trench Stop & Bulkhead | TRENCH STOP | PHW-TS-0041 |  |  | D-DWG-PHW-001 |  |  |  |  | 1.7 | [42 empty] | Trench&Bulkheads- T2W_PIPELINE.xlsm | 51 | [12 empty] | 1112.5 | 1 | each | 1112.5
PHW-TS-0042 | 635.5 |  |  | PHW | Trench Stop & Bulkhead | TRENCH STOP | PHW-TS-0042 |  |  | D-DWG-PHW-001 |  |  |  |  | 1.8 | [42 empty] | Trench&Bulkheads- T2W_PIPELINE.xlsm | 52 | [12 empty] | 1112.5 | 1 | each | 1112.5
PHW-TS-0043 | 642.3 |  |  | PHW | Trench Stop & Bulkhead | TRENCH STOP | PHW-TS-0043 |  |  | D-DWG-PHW-001 |  |  |  |  | 1.8 | [42 empty] | Trench&Bulkheads- T2W_PIPELINE.xlsm | 53 | [12 empty] | 1112.5 | 1 | each | 1112.5
PHW-TS-0044 | 649.1 |  |  | PHW | Trench Stop & Bulkhead | TRENCH STOP | PHW-TS-0044 |  |  | D-DWG-PHW-001 |  |  |  |  | 1.8 | [42 empty] | Trench&Bulkheads- T2W_PIPELINE.xlsm | 54 | [12 empty] | 1112.5 | 1 | each | 1112.5
PHW-TS-0045 | 655.9 |  |  | PHW | Trench Stop & Bulkhead | TRENCH STOP | PHW-TS-0045 |  |  | D-DWG-PHW-001 |  |  |  |  | 1.8 | [42 empty] | Trench&Bulkheads- T2W_PIPELINE.xlsm | 55 | [12 empty] | 1112.5 | 1 | each | 1112.5
PHW-TS-0046 | 662 |  |  | PHW | Trench Stop & Bulkhead | TRENCH STOP | PHW-TS-0046 |  |  | D-DWG-PHW-001 |  |  |  |  | 1.9 | [42 empty] | Trench&Bulkheads- T2W_PIPELINE.xlsm | 56 | [12 empty] | 1112.5 | 1 | each | 1112.5
PHW-BS-0006 | 666.3 |  |  | PHW | Trench Stop & Bulkhead | BULK HEAD | PHW-BS-0006 |  |  | D-DWG-PHW-001 |  |  |  |  | 1.9 | [42 empty] | Trench&Bulkheads- T2W_PIPELINE.xlsm | 57 | [12 empty] | 20507 | 1 | each | 20507
PHW-VG-0010 | 670 | 690 | 20 | PHW | Vegetation | TREE REMOVAL | VEG_PHW010 | [49 empty] | 2 LARGE TREES | T2W - Tree Removal TakeOff (V.1).xlsx | 27 | 110 | HEAVY
PHW-TS-0047 | 670.6 |  |  | PHW | Trench Stop & Bulkhead | TRENCH STOP | PHW-TS-0047 |  |  | D-DWG-PHW-001 |  |  |  |  | 1.9 | [42 empty] | Trench&Bulkheads- T2W_PIPELINE.xlsm | 58 | [12 empty] | 1112.5 | 1 | each | 1112.5
PHW-FN-0002 | 671 |  |  | PHW | Foreign Service | FENCE | PHW-FN-0002 |  |  | D-DWG-PHW-001.2 |  | D-DWG-PHW-001_C |  | Yes | PHW |  | FENCE LINE NO POSTS | [40 empty] | Forreign service raw data.xlsx | 7
PHW-TS-0048 | 674.9 |  |  | PHW | Trench Stop & Bulkhead | TRENCH STOP | PHW-TS-0048 |  |  | D-DWG-PHW-001 |  |  |  |  | 1.9 | [42 empty] | Trench&Bulkheads- T2W_PIPELINE.xlsm | 59 | [12 empty] | 1112.5 | 1 | each | 1112.5
PHW-TS-0049 | 679.2 |  |  | PHW | Trench Stop & Bulkhead | TRENCH STOP | PHW-TS-0049 |  |  | D-DWG-PHW-001 |  |  |  |  | 1.9 | [42 empty] | Trench&Bulkheads- T2W_PIPELINE.xlsm | 60 | [12 empty] | 1112.5 | 1 | each | 1112.5
PHW-BS-0007 | 681.35 |  |  | PHW | Trench Stop & Bulkhead | BULK HEAD | PHW-BS-0007 |  |  | D-DWG-PHW-001 |  |  |  |  | 1.9 | [42 empty] | Trench&Bulkheads- T2W_PIPELINE.xlsm | 61 | [12 empty] | 20507 | 1 | each | 20507
PHW-TS-0050 | 683.5 |  |  | PHW | Trench Stop & Bulkhead | TRENCH STOP | PHW-TS-0050 |  |  | D-DWG-PHW-001 |  |  |  |  | 1.9 | [42 empty] | Trench&Bulkheads- T2W_PIPELINE.xlsm | 62 | [12 empty] | 1112.5 | 1 | each | 1112.5
PHW-TS-0051 | 687.8 |  |  | PHW | Trench Stop & Bulkhead | TRENCH STOP | PHW-TS-0051 |  |  | D-DWG-PHW-001 |  |  |  |  | 1.9 | [42 empty] | Trench&Bulkheads- T2W_PIPELINE.xlsm | 63 | [12 empty] | 1112.5 | 1 | each | 1112.5
PHW-TS-0052 | 692.1 |  |  | PHW | Trench Stop & Bulkhead | TRENCH STOP | PHW-TS-0052 |  |  | D-DWG-PHW-001 |  |  |  |  | 1.9 | [42 empty] | Trench&Bulkheads- T2W_PIPELINE.xlsm | 64 | [12 empty] | 1112.5 | 1 | each | 1112.5
PHW-TS-0053 | 696.4 |  |  | PHW | Trench Stop & Bulkhead | TRENCH STOP | PHW-TS-0053 |  |  | D-DWG-PHW-001 |  |  |  |  | 1.9 | [42 empty] | Trench&Bulkheads- T2W_PIPELINE.xlsm | 65 | [12 empty] | 1112.5 | 1 | each | 1112.5
PHW-BS-0008 | 700.7 |  |  | PHW | Trench Stop & Bulkhead | BULK HEAD | PHW-BS-0008 |  |  | D-DWG-PHW-002 |  |  |  |  | 1.9 | [42 empty] | Trench&Bulkheads- T2W_PIPELINE.xlsm | 66 | [12 empty] | 20507 | 1 | each | 20507
PHW-TS-0054 | 705 |  |  | PHW | Trench Stop & Bulkhead | TRENCH STOP | PHW-TS-0054 |  |  | D-DWG-PHW-002 |  |  |  |  | 1.9 | [42 empty] | Trench&Bulkheads- T2W_PIPELINE.xlsm | 67 | [12 empty] | 1112.5 | 1 | each | 1112.5
PHW-TS-0055 | 709.3 |  |  | PHW | Trench Stop & Bulkhead | TRENCH STOP | PHW-TS-0055 |  |  | D-DWG-PHW-002 |  |  |  |  | 1.9 | [42 empty] | Trench&Bulkheads- T2W_PIPELINE.xlsm | 68 | [12 empty] | 1112.5 | 1 | each | 1112.5
PHW-TS-0056 | 713.6 |  |  | PHW | Trench Stop & Bulkhead | TRENCH STOP | PHW-TS-0056 |  |  | D-DWG-PHW-002 |  |  |  |  | 1.9 | [42 empty] | Trench&Bulkheads- T2W_PIPELINE.xlsm | 69 | [12 empty] | 1112.5 | 1 | each | 1112.5
PHW-BS-0009 | 717.9 |  |  | PHW | Trench Stop & Bulkhead | BULK HEAD | PHW-BS-0009 |  |  | D-DWG-PHW-002 |  |  |  |  | 1.9 | [42 empty] | Trench&Bulkheads- T2W_PIPELINE.xlsm | 70 | [12 empty] | 20507 | 1 | each | 20507
PHW-TS-0057 | 722.2 |  |  | PHW | Trench Stop & Bulkhead | TRENCH STOP | PHW-TS-0057 |  |  | D-DWG-PHW-002 |  |  |  |  | 1.9 | [42 empty] | Trench&Bulkheads- T2W_PIPELINE.xlsm | 71 | [12 empty] | 1112.5 | 1 | each | 1112.5
PHW-TS-0058 | 729 |  |  | PHW | Trench Stop & Bulkhead | TRENCH STOP | PHW-TS-0058 |  |  | D-DWG-PHW-002 |  |  |  |  | 2.1 | [42 empty] | Trench&Bulkheads- T2W_PIPELINE.xlsm | 72 | [12 empty] | 1112.5 | 1 | each | 1112.5
PHW-VG-0011 | 730 | 740 | 10 | PHW | Vegetation | TREE REMOVAL | VEG_PHW011 | [49 empty] | 1 LARGE TREE | T2W - Tree Removal TakeOff (V.1).xlsx | 28 | 62.9 | HEAVY
PHW-BS-0010 | 731.5 |  |  | PHW | Trench Stop & Bulkhead | BULK HEAD | PHW-BS-0010 |  |  | D-DWG-PHW-002 |  |  |  |  | 2.1 | [42 empty] | Trench&Bulkheads- T2W_PIPELINE.xlsm | 73 | [12 empty] | 20507 | 1 | each | 20507
PHW-TS-0059 | 734 |  |  | PHW | Trench Stop & Bulkhead | TRENCH STOP | PHW-TS-0059 |  |  | D-DWG-PHW-002 |  |  |  |  | 2.1 | [42 empty] | Trench&Bulkheads- T2W_PIPELINE.xlsm | 74 | [12 empty] | 1112.5 | 1 | each | 1112.5
PHW-TS-0060 | 742 |  |  | PHW | Trench Stop & Bulkhead | TRENCH STOP | PHW-TS-0060 |  |  | D-DWG-PHW-002 |  |  |  |  | 2.3 | [42 empty] | Trench&Bulkheads- T2W_PIPELINE.xlsm | 75 | [12 empty] | 1112.5 | 1 | each | 1112.5
PHW-TS-0061 | 749 |  |  | PHW | Trench Stop & Bulkhead | TRENCH STOP | PHW-TS-0061 |  |  | D-DWG-PHW-002 |  |  |  |  | 2.3 | [42 empty] | Trench&Bulkheads- T2W_PIPELINE.xlsm | 76 | [12 empty] | 1112.5 | 1 | each | 1112.5
PHW-VG-0012 | 770 | 800 | 30 | PHW | Vegetation | TREE REMOVAL | VEG_PHW012 | [49 empty] | 3 LARGE TREES | T2W - Tree Removal TakeOff (V.1).xlsx | 29 | 262 | HEAVY
PHW-TB-093 | 842.62 |  |  | PHW | Thrust Block | THRUST BLOCK | PHW-TB-093 | [7 empty] | PHW |  | Type 12 | [12 empty] | 600 | [27 empty] | Thrust Block Register - T2W_PIPELINE 24-8.xlsm | 252 |  |  | Isolation Valve
PHW-TB-002 | 848.792 |  |  | PHW | Thrust Block | THRUST BLOCK | PHW-TB-002 | [7 empty] | PHW |  | Type 7 | [11 empty] | DICL | 600 | [27 empty] | Thrust Block Register - T2W_PIPELINE.xlsm | 14 |  |  | Bend
PHW-TT-0005 | 878.592 | 886.749 | 8.157 | PHW | Trench Type | TRENCH SECTION |  | 4 | 8.157 | D-DWG-PHW-002.2 | D-DWG-PHW-002.2 |  |  |  | PHW | [42 empty] | Trench Type Register - T2W_PIPELINE.xlsm | 10
PHW-RD-0001 | 886 | 1135 | 249 | PHW | Road & Rail Crossing | MINOR ROAD CROSSING | PHW-RD-0001 |  | 249 | [5 empty] | PHW | Access Track - Kieman Road |  | Unsealed | 600 |  |  | DN600 PN35 DICL RRJ |  | 219.2 | 29.8 |  | TRC | [15 empty] | Open Trenching | [14 empty] | T2WRWP-05304-PTW-PPG-SCH-00002_PHW_PWG.xlsx | 7
PHW-TT-0006 | 886.749 | 955.896 | 69.147 | PHW | Trench Type | TRENCH SECTION |  | 7 | 69.147 | D-DWG-PHW-002.2 | D-DWG-PHW-002.2 |  |  |  | PHW | [42 empty] | Trench Type Register - T2W_PIPELINE.xlsm | 11
PHW-VG-0013 | 890 | 900 | 10 | PHW | Vegetation | TREE REMOVAL | VEG_PHW013 | [49 empty] | 1 SMALL TREE | T2W - Tree Removal TakeOff (V.1).xlsx | 30 | 24.2 | LIGHT
PHW-TS-0062 | 892 |  |  | PHW | Trench Stop & Bulkhead | TRENCH STOP | PHW-TS-0062 |  |  | D-DWG-PHW-002 |  |  |  |  | 2.4 | [42 empty] | Trench&Bulkheads- T2W_PIPELINE.xlsm | 77 | [12 empty] | 1112.5 | 1 | each | 1112.5
PHW-TS-0063 | 899 |  |  | PHW | Trench Stop & Bulkhead | TRENCH STOP | PHW-TS-0063 |  |  | D-DWG-PHW-002 |  |  |  |  | 2.5 | [42 empty] | Trench&Bulkheads- T2W_PIPELINE.xlsm | 78 | [12 empty] | 1112.5 | 1 | each | 1112.5
PHW-TB-003 | 899.995 |  |  | PHW | Thrust Block | THRUST BLOCK | PHW-TB-003 | [7 empty] | PHW |  | Type 6 | [11 empty] | DICL | 600 | [27 empty] | Thrust Block Register - T2W_PIPELINE.xlsm | 15 |  |  | Bend
PHW-TS-0064 | 903.6 |  |  | PHW | Trench Stop & Bulkhead | TRENCH STOP | PHW-TS-0064 |  |  | D-DWG-PHW-002 |  |  |  |  | 2.5 | [42 empty] | Trench&Bulkheads- T2W_PIPELINE.xlsm | 79 | [12 empty] | 1112.5 | 1 | each | 1112.5
PHW-BS-0011 | 908.2 |  |  | PHW | Trench Stop & Bulkhead | BULK HEAD | PHW-BS-0011 |  |  | D-DWG-PHW-002 |  |  |  |  | 2.5 | [42 empty] | Trench&Bulkheads- T2W_PIPELINE.xlsm | 80 | [12 empty] | 20507 | 1 | each | 20507
PHW-TS-0065 | 912.8 |  |  | PHW | Trench Stop & Bulkhead | TRENCH STOP | PHW-TS-0065 |  |  | D-DWG-PHW-002 |  |  |  |  | 2.5 | [42 empty] | Trench&Bulkheads- T2W_PIPELINE.xlsm | 81 | [12 empty] | 1112.5 | 1 | each | 1112.5
PHW-TS-0066 | 917.4 |  |  | PHW | Trench Stop & Bulkhead | TRENCH STOP | PHW-TS-0066 |  |  | D-DWG-PHW-002 |  |  |  |  | 2.5 | [42 empty] | Trench&Bulkheads- T2W_PIPELINE.xlsm | 82 | [12 empty] | 1112.5 | 1 | each | 1112.5
PHW-VG-0014 | 920 | 930 | 10 | PHW | Vegetation | TREE REMOVAL | VEG_PHW014 | [49 empty] | 2 LARGE TREES | T2W - Tree Removal TakeOff (V.1).xlsx | 31 | 66.5 | HEAVY
PHW-TS-0067 | 922 |  |  | PHW | Trench Stop & Bulkhead | TRENCH STOP | PHW-TS-0067 |  |  | D-DWG-PHW-002 |  |  |  |  | 2.5 | [42 empty] | Trench&Bulkheads- T2W_PIPELINE.xlsm | 83 | [12 empty] | 1112.5 | 1 | each | 1112.5
PHW-BS-0012 | 926.6 |  |  | PHW | Trench Stop & Bulkhead | BULK HEAD | PHW-BS-0012 |  |  | D-DWG-PHW-002 |  |  |  |  | 2.5 | [42 empty] | Trench&Bulkheads- T2W_PIPELINE.xlsm | 84 | [12 empty] | 20507 | 1 | each | 20507
PHW-TS-0068 | 931.2 |  |  | PHW | Trench Stop & Bulkhead | TRENCH STOP | PHW-TS-0068 |  |  | D-DWG-PHW-002 |  |  |  |  | 2.5 | [42 empty] | Trench&Bulkheads- T2W_PIPELINE.xlsm | 85 | [12 empty] | 1112.5 | 1 | each | 1112.5
PHW-TS-0069 | 935.8 |  |  | PHW | Trench Stop & Bulkhead | TRENCH STOP | PHW-TS-0069 |  |  | D-DWG-PHW-002 |  |  |  |  | 2.5 | [42 empty] | Trench&Bulkheads- T2W_PIPELINE.xlsm | 86 | [12 empty] | 1112.5 | 1 | each | 1112.5
PHW-TS-0070 | 940.4 |  |  | PHW | Trench Stop & Bulkhead | TRENCH STOP | PHW-TS-0070 |  |  | D-DWG-PHW-002 |  |  |  |  | 2.5 | [42 empty] | Trench&Bulkheads- T2W_PIPELINE.xlsm | 87 | [12 empty] | 1112.5 | 1 | each | 1112.5
PHW-BS-0013 | 945 |  |  | PHW | Trench Stop & Bulkhead | BULK HEAD | PHW-BS-0013 |  |  | D-DWG-PHW-002 |  |  |  |  | 2.5 | [42 empty] | Trench&Bulkheads- T2W_PIPELINE.xlsm | 88 | [12 empty] | 20507 | 1 | each | 20507
PHW-TS-0071 | 949.6 |  |  | PHW | Trench Stop & Bulkhead | TRENCH STOP | PHW-TS-0071 |  |  | D-DWG-PHW-002 |  |  |  |  | 2.5 | [42 empty] | Trench&Bulkheads- T2W_PIPELINE.xlsm | 89 | [12 empty] | 1112.5 | 1 | each | 1112.5
PHW-VG-0015 | 950 | 950 | 0 | PHW | Vegetation | TREE REMOVAL | VEG_PHW015 | [49 empty] | 1 SMALL TREE | T2W - Tree Removal TakeOff (V.1).xlsx | 32 | 9.64 | LIGHT
PHW-TS-0072 | 954.2 |  |  | PHW | Trench Stop & Bulkhead | TRENCH STOP | PHW-TS-0072 |  |  | D-DWG-PHW-002 |  |  |  |  | 2.5 | [42 empty] | Trench&Bulkheads- T2W_PIPELINE.xlsm | 90 | [12 empty] | 1112.5 | 1 | each | 1112.5
PHW-TT-0007 | 955.896 | 960.896 | 5 | PHW | Trench Type | TRENCH SECTION |  | 4&7 | 5 | D-DWG-PHW-002.2 | D-DWG-PHW-002.2 |  |  |  | PHW | [42 empty] | Trench Type Register - T2W_PIPELINE.xlsm | 12
PHW-VG-0016 | 960 | 980 | 20 | PHW | Vegetation | TREE REMOVAL | VEG_PHW016 | [49 empty] | 2 LARGE TREES, TRIMMING NEEDED | T2W - Tree Removal TakeOff (V.1).xlsx | 33 | 123 | HEAVY
PHW-TT-0008 | 960.896 | 1092.896 | 132 | PHW | Trench Type | TRENCH SECTION |  | 7 | 132 | D-DWG-PHW-002.2 | D-DWG-PHW-002.2 |  |  |  | PHW | [42 empty] | Trench Type Register - T2W_PIPELINE.xlsm | 13
PHW-TS-0073 | 964 |  |  | PHW | Trench Stop & Bulkhead | TRENCH STOP | PHW-TS-0073 |  |  | D-DWG-PHW-002 | [47 empty] | Trench&Bulkheads- T2W_PIPELINE.xlsm | 91 | [12 empty] | 1112.5 | 1 | each | 1112.5
PHW-TS-0074 | 967.6 |  |  | PHW | Trench Stop & Bulkhead | TRENCH STOP | PHW-TS-0074 |  |  | D-DWG-PHW-002 | [47 empty] | Trench&Bulkheads- T2W_PIPELINE.xlsm | 92 | [12 empty] | 1112.5 | 1 | each | 1112.5
PHW-BS-0014 | 971.2 |  |  | PHW | Trench Stop & Bulkhead | BULK HEAD | PHW-BS-0014 |  |  | D-DWG-PHW-002 | [47 empty] | Trench&Bulkheads- T2W_PIPELINE.xlsm | 93 | [12 empty] | 20507 | 1 | each | 20507
PHW-TS-0075 | 974.8 |  |  | PHW | Trench Stop & Bulkhead | TRENCH STOP | PHW-TS-0075 |  |  | D-DWG-PHW-002 | [47 empty] | Trench&Bulkheads- T2W_PIPELINE.xlsm | 94 | [12 empty] | 1112.5 | 1 | each | 1112.5
PHW-TS-0076 | 978.4 |  |  | PHW | Trench Stop & Bulkhead | TRENCH STOP | PHW-TS-0076 |  |  | D-DWG-PHW-002 | [47 empty] | Trench&Bulkheads- T2W_PIPELINE.xlsm | 95 | [12 empty] | 1112.5 | 1 | each | 1112.5
PHW-TS-0077 | 982 |  |  | PHW | Trench Stop & Bulkhead | TRENCH STOP | PHW-TS-0077 |  |  | D-DWG-PHW-002 | [47 empty] | Trench&Bulkheads- T2W_PIPELINE.xlsm | 96 | [12 empty] | 1112.5 | 1 | each | 1112.5
PHW-BS-0015 | 985.6 |  |  | PHW | Trench Stop & Bulkhead | BULK HEAD | PHW-BS-0015 |  |  | D-DWG-PHW-002 | [47 empty] | Trench&Bulkheads- T2W_PIPELINE.xlsm | 97 | [12 empty] | 20507 | 1 | each | 20507
PHW-TS-0078 | 989.2 |  |  | PHW | Trench Stop & Bulkhead | TRENCH STOP | PHW-TS-0078 |  |  | D-DWG-PHW-002 | [47 empty] | Trench&Bulkheads- T2W_PIPELINE.xlsm | 98 | [12 empty] | 1112.5 | 1 | each | 1112.5
PHW-TS-0079 | 992.8 |  |  | PHW | Trench Stop & Bulkhead | TRENCH STOP | PHW-TS-0079 |  |  | D-DWG-PHW-002 | [47 empty] | Trench&Bulkheads- T2W_PIPELINE.xlsm | 99 | [12 empty] | 1112.5 | 1 | each | 1112.5
PHW-VG-0017 | 1000 | 1010 | 10 | PHW | Vegetation | TREE REMOVAL | VEG_PHW017 | [49 empty] | BRANCHES HANGING OVER PIPE | T2W - Tree Removal TakeOff (V.1).xlsx | 34 | 55.6 | TRIM
PHW-TS-0080 | 1000.5 |  |  | PHW | Trench Stop & Bulkhead | TRENCH STOP | PHW-TS-0080 |  |  | D-DWG-PHW-002 | [47 empty] | Trench&Bulkheads- T2W_PIPELINE.xlsm | 100 | [12 empty] | 1112.5 | 1 | each | 1112.5
PHW-TS-0081 | 1005 |  |  | PHW | Trench Stop & Bulkhead | TRENCH STOP | PHW-TS-0081 |  |  | D-DWG-PHW-002 | [47 empty] | Trench&Bulkheads- T2W_PIPELINE.xlsm | 101 | [12 empty] | 1112.5 | 1 | each | 1112.5
PHW-BS-0016 | 1007.25 |  |  | PHW | Trench Stop & Bulkhead | BULK HEAD | PHW-BS-0016 |  |  | D-DWG-PHW-002 | [47 empty] | Trench&Bulkheads- T2W_PIPELINE.xlsm | 102 | [12 empty] | 20507 | 1 | each | 20507
PHW-TS-0082 | 1009.5 |  |  | PHW | Trench Stop & Bulkhead | TRENCH STOP | PHW-TS-0082 |  |  | D-DWG-PHW-002 | [47 empty] | Trench&Bulkheads- T2W_PIPELINE.xlsm | 103 | [12 empty] | 1112.5 | 1 | each | 1112.5
PHW-VG-0018 | 1010 | 1020 | 10 | PHW | Vegetation | TREE REMOVAL | VEG_PHW018 | [49 empty] | 2 LARGE TREES | T2W - Tree Removal TakeOff (V.1).xlsx | 35 | 57.9 | HEAVY
PHW-TS-0083 | 1014 |  |  | PHW | Trench Stop & Bulkhead | TRENCH STOP | PHW-TS-0083 |  |  | D-DWG-PHW-002 | [47 empty] | Trench&Bulkheads- T2W_PIPELINE.xlsm | 104 | [12 empty] | 1112.5 | 1 | each | 1112.5
PHW-TS-0084 | 1020.5 |  |  | PHW | Trench Stop & Bulkhead | TRENCH STOP | PHW-TS-0084 |  |  | D-DWG-PHW-002 | [47 empty] | Trench&Bulkheads- T2W_PIPELINE.xlsm | 105 | [12 empty] | 1112.5 | 1 | each | 1112.5
PHW-TS-0085 | 1024.9 |  |  | PHW | Trench Stop & Bulkhead | TRENCH STOP | PHW-TS-0085 |  |  | D-DWG-PHW-002 | [47 empty] | Trench&Bulkheads- T2W_PIPELINE.xlsm | 106 | [12 empty] | 1112.5 | 1 | each | 1112.5
PHW-BS-0017 | 1029.3 |  |  | PHW | Trench Stop & Bulkhead | BULK HEAD | PHW-BS-0017 |  |  | D-DWG-PHW-002 | [47 empty] | Trench&Bulkheads- T2W_PIPELINE.xlsm | 107 | [12 empty] | 20507 | 1 | each | 20507
PHW-TS-0086 | 1033.7 |  |  | PHW | Trench Stop & Bulkhead | TRENCH STOP | PHW-TS-0086 |  |  | D-DWG-PHW-002 | [47 empty] | Trench&Bulkheads- T2W_PIPELINE.xlsm | 108 | [12 empty] | 1112.5 | 1 | each | 1112.5
PHW-TS-0087 | 1038.1 |  |  | PHW | Trench Stop & Bulkhead | TRENCH STOP | PHW-TS-0087 |  |  | D-DWG-PHW-002 | [47 empty] | Trench&Bulkheads- T2W_PIPELINE.xlsm | 109 | [12 empty] | 1112.5 | 1 | each | 1112.5
PHW-VG-0019 | 1040 | 1050 | 10 | PHW | Vegetation | TREE REMOVAL | VEG_PHW019 | [49 empty] | 2 SMALL TREES | T2W - Tree Removal TakeOff (V.1).xlsx | 36 | 23 | LIGHT
PHW-TS-0088 | 1042.5 |  |  | PHW | Trench Stop & Bulkhead | TRENCH STOP | PHW-TS-0088 |  |  | D-DWG-PHW-002 | [47 empty] | Trench&Bulkheads- T2W_PIPELINE.xlsm | 110 | [12 empty] | 1112.5 | 1 | each | 1112.5
PHW-BS-0018 | 1046.9 |  |  | PHW | Trench Stop & Bulkhead | BULK HEAD | PHW-BS-0018 |  |  | D-DWG-PHW-002 | [47 empty] | Trench&Bulkheads- T2W_PIPELINE.xlsm | 111 | [12 empty] | 20507 | 1 | each | 20507
PHW-TS-0089 | 1051.3 |  |  | PHW | Trench Stop & Bulkhead | TRENCH STOP | PHW-TS-0089 |  |  | D-DWG-PHW-002 | [47 empty] | Trench&Bulkheads- T2W_PIPELINE.xlsm | 112 | [12 empty] | 1112.5 | 1 | each | 1112.5
PHW-TS-0090 | 1055.7 |  |  | PHW | Trench Stop & Bulkhead | TRENCH STOP | PHW-TS-0090 |  |  | D-DWG-PHW-002 | [47 empty] | Trench&Bulkheads- T2W_PIPELINE.xlsm | 113 | [12 empty] | 1112.5 | 1 | each | 1112.5
PHW-TS-0091 | 1060 |  |  | PHW | Trench Stop & Bulkhead | TRENCH STOP | PHW-TS-0091 |  |  | D-DWG-PHW-002 | [47 empty] | Trench&Bulkheads- T2W_PIPELINE.xlsm | 114 | [12 empty] | 1112.5 | 1 | each | 1112.5
PHW-BS-0019 | 1065 |  |  | PHW | Trench Stop & Bulkhead | BULK HEAD | PHW-BS-0019 |  |  | D-DWG-PHW-002 | [47 empty] | Trench&Bulkheads- T2W_PIPELINE.xlsm | 115 | [12 empty] | 20507 | 1 | each | 20507
PHW-TS-0092 | 1070 |  |  | PHW | Trench Stop & Bulkhead | TRENCH STOP | PHW-TS-0092 |  |  | D-DWG-PHW-002 | [47 empty] | Trench&Bulkheads- T2W_PIPELINE.xlsm | 116 | [12 empty] | 1112.5 | 1 | each | 1112.5
PHW-VG-0020 | 1070 | 1080 | 10 | PHW | Vegetation | TREE REMOVAL | VEG_PHW020 | [49 empty] | 2 LARGE TREES | T2W - Tree Removal TakeOff (V.1).xlsx | 37 | 85.4 | HEAVY
PHW-TS-0093 | 1075 |  |  | PHW | Trench Stop & Bulkhead | TRENCH STOP | PHW-TS-0093 |  |  | D-DWG-PHW-002 | [47 empty] | Trench&Bulkheads- T2W_PIPELINE.xlsm | 117 | [12 empty] | 1112.5 | 1 | each | 1112.5
PHW-TS-0094 | 1080 |  |  | PHW | Trench Stop & Bulkhead | TRENCH STOP | PHW-TS-0094 |  |  | D-DWG-PHW-002 | [47 empty] | Trench&Bulkheads- T2W_PIPELINE.xlsm | 118 | [12 empty] | 1112.5 | 1 | each | 1112.5
PHW-BS-0020 | 1085 |  |  | PHW | Trench Stop & Bulkhead | BULK HEAD | PHW-BS-0020 |  |  | D-DWG-PHW-002 | [47 empty] | Trench&Bulkheads- T2W_PIPELINE.xlsm | 119 | [12 empty] | 20507 | 1 | each | 20507
PHW-TB-004 | 1086.423 |  |  | PHW | Thrust Block | THRUST BLOCK | PHW-TB-004 | [7 empty] | PHW |  | Type 6 | [11 empty] | DICL | 600 | [27 empty] | Thrust Block Register - T2W_PIPELINE.xlsm | 16 |  |  | Bend
PHW-TT-0009 | 1092.896 | 1116.806 | 23.91 | PHW | Trench Type | TRENCH SECTION |  | 4&7 | 23.91 | D-DWG-PHW-002.2 | D-DWG-PHW-002.2 |  |  |  | PHW | [42 empty] | Trench Type Register - T2W_PIPELINE.xlsm | 14
PHW-VG-0021 | 1100 | 1130 | 30 | PHW | Vegetation | TREE REMOVAL | VEG_PHW021 | [49 empty] | 3 LARGE TREES | T2W - Tree Removal TakeOff (V.1).xlsx | 38 | 117 | HEAVY
PHW-DR-0001 | 1105 |  |  | PHW | Foreign Service | DRAINAGE | PHW-DR-0001 |  |  | D-DWG-PHW-002.2 |  |  | PUP | Yes | PHW |  | PUP DRAINAGE DN375 | [12 empty] | 375 | [27 empty] | Forreign service raw data.xlsx | 8
PHW-TT-0010 | 1116.806 | 1135.078 | 18.272 | PHW | Trench Type | TRENCH SECTION |  | 7 | 18.272 | D-DWG-PHW-002.2 | D-DWG-PHW-002.2 |  |  |  | PHW | [42 empty] | Trench Type Register - T2W_PIPELINE.xlsm | 15
PHW-TT-0011 | 1135.078 | 1142.896 | 7.818 | PHW | Trench Type | TRENCH SECTION |  | 1A | 7.818 | D-DWG-PHW-002.2 | D-DWG-PHW-002.2 |  |  |  | PHW | [42 empty] | Trench Type Register - T2W_PIPELINE.xlsm | 16
PHW-TB-005 | 1137.626 |  |  | PHW | Thrust Block | THRUST BLOCK | PHW-TB-005 | [7 empty] | PHW |  | Type 3 | [11 empty] | DICL | 600 | [27 empty] | Thrust Block Register - T2W_PIPELINE.xlsm | 17 |  |  | Bend
PHW-VG-0022 | 1140 | 1150 | 10 | PHW | Vegetation | TREE REMOVAL | VEG_PHW022 | [49 empty] | 1 LARGE TREE | T2W - Tree Removal TakeOff (V.1).xlsx | 39 | 82 | HEAVY
PHW-TT-0012 | 1142.896 | 1182.245 | 39.349 | PHW | Trench Type | TRENCH SECTION |  | 4 | 39.349 | D-DWG-PHW-002.2 | D-DWG-PHW-002.2 |  |  |  | PHW | [42 empty] | Trench Type Register - T2W_PIPELINE.xlsm | 17
PHW-VG-0023 | 1170 | 1190 | 20 | PHW | Vegetation | TREE REMOVAL | VEG_PHW023 | [49 empty] | BRANCHES HANGING OVER PIPE | T2W - Tree Removal TakeOff (V.1).xlsx | 40 | 46.3 | TRIM
PHW-TT-0013 | 1182.245 | 1217.093 | 34.848 | PHW | Trench Type | TRENCH SECTION |  | 1A | 34.848 | D-DWG-PHW-002.2 | D-DWG-PHW-002.2 |  |  |  | PHW | [42 empty] | Trench Type Register - T2W_PIPELINE.xlsm | 18
PHW-TS-0095 | 1185 |  |  | PHW | Trench Stop & Bulkhead | TRENCH STOP | PHW-TS-0095 |  |  | D-DWG-PHW-002 | [47 empty] | Trench&Bulkheads- T2W_PIPELINE.xlsm | 120 | [12 empty] | 1112.5 | 1 | each | 1112.5
PHW-TS-0096 | 1192 |  |  | PHW | Trench Stop & Bulkhead | TRENCH STOP | PHW-TS-0096 |  |  | D-DWG-PHW-002 | [47 empty] | Trench&Bulkheads- T2W_PIPELINE.xlsm | 121 | [12 empty] | 1112.5 | 1 | each | 1112.5
PHW-TS-0097 | 1199 |  |  | PHW | Trench Stop & Bulkhead | TRENCH STOP | PHW-TS-0097 |  |  | D-DWG-PHW-002 | [47 empty] | Trench&Bulkheads- T2W_PIPELINE.xlsm | 122 | [12 empty] | 1112.5 | 1 | each | 1112.5
PHW-TS-0098 | 1206 |  |  | PHW | Trench Stop & Bulkhead | TRENCH STOP | PHW-TS-0098 |  |  | D-DWG-PHW-002 | [47 empty] | Trench&Bulkheads- T2W_PIPELINE.xlsm | 123 | [12 empty] | 1112.5 | 1 | each | 1112.5
PHW-VG-0024 | 1210 | 1220 | 10 | PHW | Vegetation | TREE REMOVAL | VEG_PHW024 | [49 empty] | BRANCHES HANGING OVER PIPE | T2W - Tree Removal TakeOff (V.1).xlsx | 41 | 12.4 | TRIM
PHW-TS-0099 | 1211 |  |  | PHW | Trench Stop & Bulkhead | TRENCH STOP | PHW-TS-0099 |  |  | D-DWG-PHW-002 | [47 empty] | Trench&Bulkheads- T2W_PIPELINE.xlsm | 124 | [12 empty] | 1112.5 | 1 | each | 1112.5
PHW-BS-0021 | 1212.55 |  |  | PHW | Trench Stop & Bulkhead | BULK HEAD | PHW-BS-0021 |  |  | D-DWG-PHW-002 | [47 empty] | Trench&Bulkheads- T2W_PIPELINE.xlsm | 125 | [12 empty] | 20507 | 1 | each | 20507
PHW-TS-0100 | 1214.1 |  |  | PHW | Trench Stop & Bulkhead | TRENCH STOP | PHW-TS-0100 |  |  | D-DWG-PHW-002 | [47 empty] | Trench&Bulkheads- T2W_PIPELINE.xlsm | 126 | [12 empty] | 1112.5 | 1 | each | 1112.5
PHW-TT-0014 | 1217.093 | 1232.924 | 15.831 | PHW | Trench Type | TRENCH SECTION |  | 4 | 15.831 | D-DWG-PHW-002.2 | D-DWG-PHW-002.2 |  |  |  | PHW | [42 empty] | Trench Type Register - T2W_PIPELINE.xlsm | 19
PHW-RD-0002 | 1232.924 | 1255.696 | 22.772 | PHW | Road & Rail Crossing | MAJOR ROAD CROSSING | PHW-RD-0002 |  | 22.772 | [5 empty] | PHW | Old Goombungee Road |  | Sealed | 600 |  |  | OD660x6WT MSCL Sintalock Type 2 PN35 Carrier & OD813x12WT MS Enveloper |  |  |  |  | TRC | [15 empty] | Thrust Boring | [14 empty] | T2WRWP-05304-PTW-PPG-SCH-00002_PHW_PWG.xlsx | 8
PHW-TT-0015 | 1232.924 | 1255.696 | 22.772 | PHW | Trench Type | TRENCH SECTION |  | 8A | 22.772 | D-DWG-PHW-002.2 | D-DWG-PHW-002.2 |  |  |  | PHW | [42 empty] | Trench Type Register - T2W_PIPELINE.xlsm | 20
PHW-SW-0001 | 1242 |  |  | PHW | Foreign Service | SEWER | PHW-SW-0001 |  |  | D-DWG-PHW-002.2 |  | D-DWG-PHW-002_C | BYDA | Yes | PHW |  | BYDA TRC SEWER | [9 empty] | Toowoomba Regional Council | [29 empty] | DEPTH OF DUAL SEWER MAINS NOT KNOWN AT EXACT CROSSING LOCATION. CONTRACTOR TO CONFIRM PRIOR TO D&C DESIGN. | Forreign service raw data.xlsx | 9
PHW-SW-0002 | 1243 |  |  | PHW | Foreign Service | SEWER | PHW-SW-0002 |  |  | D-DWG-PHW-002.2 |  |  | PUP | Yes | PHW |  | PUP SEWER DN375 | [12 empty] | 375 | [26 empty] | DEPTH OF DUAL SEWER MAINS NOT KNOWN AT EXACT CROSSING LOCATION. CONTRACTOR TO CONFIRM PRIOR TO D&C DESIGN. | Forreign service raw data.xlsx | 10
PHW-VG-0025 | 1250 | 1250 | 0 | PHW | Vegetation | TREE REMOVAL | VEG_PHW025 | [49 empty] | 1 SMALL TREE | T2W - Tree Removal TakeOff (V.1).xlsx | 42 | 54 | LIGHT
PHW-TT-0016 | 1255.696 | 1733.958 | 478.262 | PHW | Trench Type | TRENCH SECTION |  | 1A | 478.262 | D-DWG-PHW-002.2 | D-DWG-PHW-003.2 |  |  |  | PHW | [42 empty] | Trench Type Register - T2W_PIPELINE.xlsm | 21
PHW-TB-006 | 1256.696 |  |  | PHW | Thrust Block | THRUST BLOCK | PHW-TB-006 | [7 empty] | PHW |  | Type 3 | [11 empty] | DICL | 600 | [27 empty] | Thrust Block Register - T2W_PIPELINE.xlsm | 18 |  |  | Bend
PHW-TB-077 | 1261.832 |  |  | PHW | Thrust Block | THRUST BLOCK | PHW-TB-077 | [7 empty] | PHW |  | Type 7 | [11 empty] | DICL | 150 | [27 empty] | Thrust Block Register - T2W_PIPELINE 24-8.xlsm | 236 |  |  | Tee
PHW-TB-007 | 1265.039 |  |  | PHW | Thrust Block | THRUST BLOCK | PHW-TB-007 | [7 empty] | PHW |  | Type 1 | [11 empty] | DICL | 600 | [27 empty] | Thrust Block Register - T2W_PIPELINE.xlsm | 19 |  |  | Bend
PHW-TS-0101 | 1302 |  |  | PHW | Trench Stop & Bulkhead | TRENCH STOP | PHW-TS-0101 |  |  | D-DWG-PHW-002 | [47 empty] | Trench&Bulkheads- T2W_PIPELINE.xlsm | 127 | [12 empty] | 1112.5 | 1 | each | 1112.5
PHW-TS-0102 | 1317.3 |  |  | PHW | Trench Stop & Bulkhead | TRENCH STOP | PHW-TS-0102 |  |  | D-DWG-PHW-002 | [47 empty] | Trench&Bulkheads- T2W_PIPELINE.xlsm | 128 | [12 empty] | 1112.5 | 1 | each | 1112.5
PHW-VG-0026 | 1320 | 1330 | 10 | PHW | Vegetation | TREE REMOVAL | VEG_PHW026 | [49 empty] | 1 SMALL TREE | T2W - Tree Removal TakeOff (V.1).xlsx | 43 | 66 | LIGHT
PHW-TS-0103 | 1332.6 |  |  | PHW | Trench Stop & Bulkhead | TRENCH STOP | PHW-TS-0103 |  |  | D-DWG-PHW-002 | [47 empty] | Trench&Bulkheads- T2W_PIPELINE.xlsm | 129 | [12 empty] | 1112.5 | 1 | each | 1112.5
PHW-TS-0104 | 1347.9 |  |  | PHW | Trench Stop & Bulkhead | TRENCH STOP | PHW-TS-0104 |  |  | D-DWG-PHW-002 | [47 empty] | Trench&Bulkheads- T2W_PIPELINE.xlsm | 130 | [12 empty] | 1112.5 | 1 | each | 1112.5
PHW-TS-0105 | 1363.2 |  |  | PHW | Trench Stop & Bulkhead | TRENCH STOP | PHW-TS-0105 |  |  | D-DWG-PHW-002 | [47 empty] | Trench&Bulkheads- T2W_PIPELINE.xlsm | 131 | [12 empty] | 1112.5 | 1 | each | 1112.5
PHW-TB-008 | 1451.029 |  |  | PHW | Thrust Block | THRUST BLOCK | PHW-TB-008 | [7 empty] | PHW |  | Type 1 | [11 empty] | DICL | 600 | [27 empty] | Thrust Block Register - T2W_PIPELINE.xlsm | 20 |  |  | Bend
PHW-EL-0002 | 1459 |  |  | PHW | Foreign Service | ELECTRICITY | PHW-EL-0002 |  |  | D-DWG-PHW-003.2 |  | D-DWG-PHW-003_C | PUP | Yes | PHW |  | PUP ELECTRICITY | [40 empty] | Forreign service raw data.xlsx | 11
PHW-FN-0003 | 1462 |  |  | PHW | Foreign Service | FENCE | PHW-FN-0003 |  |  | D-DWG-PHW-003.2 |  | D-DWG-PHW-003_C |  | Yes | PHW |  | FENCE LINE NO POSTS | [40 empty] | Forreign service raw data.xlsx | 12
PHW-TB-009 | 1471.052 |  |  | PHW | Thrust Block | THRUST BLOCK | PHW-TB-009 | [7 empty] | PHW |  | Type 8 | [11 empty] | DICL | 600 | [27 empty] | Thrust Block Register - T2W_PIPELINE.xlsm | 21 |  |  | Bend
PHW-TS-0106 | 1484.7 |  |  | PHW | Trench Stop & Bulkhead | TRENCH STOP | PHW-TS-0106 |  |  | D-DWG-PHW-003 | [47 empty] | Trench&Bulkheads- T2W_PIPELINE.xlsm | 132 | [12 empty] | 1112.5 | 1 | each | 1112.5
PHW-TS-0107 | 1488.25 |  |  | PHW | Trench Stop & Bulkhead | TRENCH STOP | PHW-TS-0107 |  |  | D-DWG-PHW-003 | [47 empty] | Trench&Bulkheads- T2W_PIPELINE.xlsm | 133 | [12 empty] | 1112.5 | 1 | each | 1112.5
PHW-TS-0108 | 1493 |  |  | PHW | Trench Stop & Bulkhead | TRENCH STOP | PHW-TS-0108 |  |  | D-DWG-PHW-003 | [47 empty] | Trench&Bulkheads- T2W_PIPELINE.xlsm | 134 | [12 empty] | 1112.5 | 1 | each | 1112.5
PHW-TS-0109 | 1497.15 |  |  | PHW | Trench Stop & Bulkhead | TRENCH STOP | PHW-TS-0109 |  |  | D-DWG-PHW-003 | [47 empty] | Trench&Bulkheads- T2W_PIPELINE.xlsm | 135 | [12 empty] | 1112.5 | 1 | each | 1112.5
PHW-TS-0110 | 1501.3 |  |  | PHW | Trench Stop & Bulkhead | TRENCH STOP | PHW-TS-0110 |  |  | D-DWG-PHW-003 | [47 empty] | Trench&Bulkheads- T2W_PIPELINE.xlsm | 136 | [12 empty] | 1112.5 | 1 | each | 1112.5
PHW-TS-0111 | 1506.05 |  |  | PHW | Trench Stop & Bulkhead | TRENCH STOP | PHW-TS-0111 |  |  | D-DWG-PHW-003 | [47 empty] | Trench&Bulkheads- T2W_PIPELINE.xlsm | 137 | [12 empty] | 1112.5 | 1 | each | 1112.5
PHW-TS-0112 | 1509.6 |  |  | PHW | Trench Stop & Bulkhead | TRENCH STOP | PHW-TS-0112 |  |  | D-DWG-PHW-003 | [47 empty] | Trench&Bulkheads- T2W_PIPELINE.xlsm | 138 | [12 empty] | 1112.5 | 1 | each | 1112.5
PHW-TS-0113 | 1517.9 |  |  | PHW | Trench Stop & Bulkhead | TRENCH STOP | PHW-TS-0113 |  |  | D-DWG-PHW-003 | [47 empty] | Trench&Bulkheads- T2W_PIPELINE.xlsm | 139 | [12 empty] | 1112.5 | 1 | each | 1112.5
PHW-TS-0114 | 1526.2 |  |  | PHW | Trench Stop & Bulkhead | TRENCH STOP | PHW-TS-0114 |  |  | D-DWG-PHW-003 | [47 empty] | Trench&Bulkheads- T2W_PIPELINE.xlsm | 140 | [12 empty] | 1112.5 | 1 | each | 1112.5
PHW-FN-0004 | 1534 |  |  | PHW | Foreign Service | FENCE | PHW-FN-0004 |  |  | D-DWG-PHW-003.2 |  | D-DWG-PHW-003_C |  | Yes | PHW |  | FENCE LINE NO POSTS | [40 empty] | Forreign service raw data.xlsx | 13
PHW-TS-0115 | 1534.5 |  |  | PHW | Trench Stop & Bulkhead | TRENCH STOP | PHW-TS-0115 |  |  | D-DWG-PHW-003 | [47 empty] | Trench&Bulkheads- T2W_PIPELINE.xlsm | 141 | [12 empty] | 1112.5 | 1 | each | 1112.5
PHW-TS-0116 | 1542.8 |  |  | PHW | Trench Stop & Bulkhead | TRENCH STOP | PHW-TS-0116 |  |  | D-DWG-PHW-003 | [47 empty] | Trench&Bulkheads- T2W_PIPELINE.xlsm | 142 | [12 empty] | 1112.5 | 1 | each | 1112.5
PHW-TS-0117 | 1551.1 |  |  | PHW | Trench Stop & Bulkhead | TRENCH STOP | PHW-TS-0117 |  |  | D-DWG-PHW-003 | [47 empty] | Trench&Bulkheads- T2W_PIPELINE.xlsm | 143 | [12 empty] | 1112.5 | 1 | each | 1112.5
PHW-TS-0118 | 1559.4 |  |  | PHW | Trench Stop & Bulkhead | TRENCH STOP | PHW-TS-0118 |  |  | D-DWG-PHW-003 | [47 empty] | Trench&Bulkheads- T2W_PIPELINE.xlsm | 144 | [12 empty] | 1112.5 | 1 | each | 1112.5
PHW-TS-0119 | 1567.7 |  |  | PHW | Trench Stop & Bulkhead | TRENCH STOP | PHW-TS-0119 |  |  | D-DWG-PHW-003 | [47 empty] | Trench&Bulkheads- T2W_PIPELINE.xlsm | 145 | [12 empty] | 1112.5 | 1 | each | 1112.5
PHW-TS-0120 | 1576 |  |  | PHW | Trench Stop & Bulkhead | TRENCH STOP | PHW-TS-0120 |  |  | D-DWG-PHW-003 | [47 empty] | Trench&Bulkheads- T2W_PIPELINE.xlsm | 146 | [12 empty] | 1112.5 | 1 | each | 1112.5
PHW-TS-0121 | 1584.3 |  |  | PHW | Trench Stop & Bulkhead | TRENCH STOP | PHW-TS-0121 |  |  | D-DWG-PHW-003 | [47 empty] | Trench&Bulkheads- T2W_PIPELINE.xlsm | 147 | [12 empty] | 1112.5 | 1 | each | 1112.5
PHW-TS-0122 | 1592.6 |  |  | PHW | Trench Stop & Bulkhead | TRENCH STOP | PHW-TS-0122 |  |  | D-DWG-PHW-003 | [47 empty] | Trench&Bulkheads- T2W_PIPELINE.xlsm | 148 | [12 empty] | 1112.5 | 1 | each | 1112.5
PHW-TS-0123 | 1600.9 |  |  | PHW | Trench Stop & Bulkhead | TRENCH STOP | PHW-TS-0123 |  |  | D-DWG-PHW-003 | [47 empty] | Trench&Bulkheads- T2W_PIPELINE.xlsm | 149 | [12 empty] | 1112.5 | 1 | each | 1112.5
PHW-TS-0124 | 1615 |  |  | PHW | Trench Stop & Bulkhead | TRENCH STOP | PHW-TS-0124 |  |  | D-DWG-PHW-003 | [47 empty] | Trench&Bulkheads- T2W_PIPELINE.xlsm | 150 | [12 empty] | 1112.5 | 1 | each | 1112.5
PHW-TS-0125 | 1621.9 |  |  | PHW | Trench Stop & Bulkhead | TRENCH STOP | PHW-TS-0125 |  |  | D-DWG-PHW-003 | [47 empty] | Trench&Bulkheads- T2W_PIPELINE.xlsm | 151 | [12 empty] | 1112.5 | 1 | each | 1112.5
PHW-TS-0126 | 1628.8 |  |  | PHW | Trench Stop & Bulkhead | TRENCH STOP | PHW-TS-0126 |  |  | D-DWG-PHW-003 | [47 empty] | Trench&Bulkheads- T2W_PIPELINE.xlsm | 152 | [12 empty] | 1112.5 | 1 | each | 1112.5
PHW-TS-0127 | 1635.7 |  |  | PHW | Trench Stop & Bulkhead | TRENCH STOP | PHW-TS-0127 |  |  | D-DWG-PHW-003 | [47 empty] | Trench&Bulkheads- T2W_PIPELINE.xlsm | 153 | [12 empty] | 1112.5 | 1 | each | 1112.5
PHW-TS-0128 | 1643.25 |  |  | PHW | Trench Stop & Bulkhead | TRENCH STOP | PHW-TS-0128 |  |  | D-DWG-PHW-003 | [47 empty] | Trench&Bulkheads- T2W_PIPELINE.xlsm | 154 | [12 empty] | 1112.5 | 1 | each | 1112.5
PHW-BS-0022 | 1647.95 |  |  | PHW | Trench Stop & Bulkhead | BULK HEAD | PHW-BS-0022 |  |  | D-DWG-PHW-003 | [47 empty] | Trench&Bulkheads- T2W_PIPELINE.xlsm | 155 | [12 empty] | 20507 | 1 | each | 20507
PHW-TS-0129 | 1652.65 |  |  | PHW | Trench Stop & Bulkhead | TRENCH STOP | PHW-TS-0129 |  |  | D-DWG-PHW-003 | [47 empty] | Trench&Bulkheads- T2W_PIPELINE.xlsm | 156 | [12 empty] | 1112.5 | 1 | each | 1112.5
PHW-TS-0130 | 1657.35 |  |  | PHW | Trench Stop & Bulkhead | TRENCH STOP | PHW-TS-0130 |  |  | D-DWG-PHW-003 | [47 empty] | Trench&Bulkheads- T2W_PIPELINE.xlsm | 157 | [12 empty] | 1112.5 | 1 | each | 1112.5
PHW-TS-0131 | 1662.05 |  |  | PHW | Trench Stop & Bulkhead | TRENCH STOP | PHW-TS-0131 |  |  | D-DWG-PHW-003 | [47 empty] | Trench&Bulkheads- T2W_PIPELINE.xlsm | 158 | [12 empty] | 1112.5 | 1 | each | 1112.5
PHW-BS-0023 | 1666.75 |  |  | PHW | Trench Stop & Bulkhead | BULK HEAD | PHW-BS-0023 |  |  | D-DWG-PHW-003 | [47 empty] | Trench&Bulkheads- T2W_PIPELINE.xlsm | 159 | [12 empty] | 20507 | 1 | each | 20507
PHW-TS-0132 | 1671.45 |  |  | PHW | Trench Stop & Bulkhead | TRENCH STOP | PHW-TS-0132 |  |  | D-DWG-PHW-003 | [47 empty] | Trench&Bulkheads- T2W_PIPELINE.xlsm | 160 | [12 empty] | 1112.5 | 1 | each | 1112.5
PHW-TB-010 | 1675.935 |  |  | PHW | Thrust Block | THRUST BLOCK | PHW-TB-010 | [7 empty] | PHW |  | Type 10 | [11 empty] | DICL | 600 | [27 empty] | Thrust Block Register - T2W_PIPELINE.xlsm | 22 |  |  | Bend
PHW-TS-0133 | 1679.6 |  |  | PHW | Trench Stop & Bulkhead | TRENCH STOP | PHW-TS-0133 |  |  | D-DWG-PHW-003 | [47 empty] | Trench&Bulkheads- T2W_PIPELINE.xlsm | 161 | [12 empty] | 1112.5 | 1 | each | 1112.5
PHW-TS-0134 | 1688.3 |  |  | PHW | Trench Stop & Bulkhead | TRENCH STOP | PHW-TS-0134 |  |  | D-DWG-PHW-003 | [47 empty] | Trench&Bulkheads- T2W_PIPELINE.xlsm | 162 | [12 empty] | 1112.5 | 1 | each | 1112.5
PHW-TB-078 | 1727.817 |  |  | PHW | Thrust Block | THRUST BLOCK | PHW-TB-078 | [7 empty] | PHW |  | Type 6 | [11 empty] | DICL | 150 | [27 empty] | Thrust Block Register - T2W_PIPELINE 24-8.xlsm | 237 |  |  | Tee
PHW-TB-011 | 1733.958 |  |  | PHW | Thrust Block | THRUST BLOCK | PHW-TB-011 | [7 empty] | PHW |  | Type 10 | [11 empty] | MSCL | 650 | [27 empty] | Thrust Block Register - T2W_PIPELINE.xlsm | 23 |  |  | Bend
PHW-TT-0017 | 1733.958 | 1787.137 | 53.179 | PHW | Trench Type | TRENCH SECTION |  | 5 | 53.179 | D-DWG-PHW-003.2 | D-DWG-PHW-003.2 |  |  |  | PHW | [42 empty] | Trench Type Register - T2W_PIPELINE.xlsm | 22
PHW-CC-0001 | 1734 | 1787 | 53 | PHW | Creek Crossing | TRENCHED CREEK CROSSING | PHW-CC-0001 | [7 empty] | PHW | GOWRIE CREEK |  |  |  | LOOSE ROCK | C | [36 empty] | PHw_PWG_Creek_Crossings.xlsx | 3
PHW-FN-0005 | 1736 |  |  | PHW | Foreign Service | FENCE | PHW-FN-0005 |  |  | D-DWG-PHW-003.2 |  | D-DWG-PHW-003_C |  | Yes | PHW |  | FENCE LINE NO POSTS | [40 empty] | Forreign service raw data.xlsx | 14
PHW-VG-0027 | 1740 | 1780 | 40 | PHW | Vegetation | TREE REMOVAL | VEG_PHW027 | [49 empty] | 2 LARGE TREES, 2 SMALL TREES | T2W - Tree Removal TakeOff (V.1).xlsx | 44 | 402 | HEAVY
PHW-TT-0018 | 1787.137 | 2036.932 | 249.795 | PHW | Trench Type | TRENCH SECTION |  | 1A | 249.795 | D-DWG-PHW-003.2 | D-DWG-PHW-003.2 |  |  |  | PHW | [42 empty] | Trench Type Register - T2W_PIPELINE.xlsm | 23
PHW-TS-0135 | 1788 |  |  | PHW | Trench Stop & Bulkhead | TRENCH STOP | PHW-TS-0135 |  |  | D-DWG-PHW-003 | [47 empty] | Trench&Bulkheads- T2W_PIPELINE.xlsm | 163 | [12 empty] | 1112.5 | 1 | each | 1112.5
PHW-TS-0136 | 1791.2 |  |  | PHW | Trench Stop & Bulkhead | TRENCH STOP | PHW-TS-0136 |  |  | D-DWG-PHW-003 | [47 empty] | Trench&Bulkheads- T2W_PIPELINE.xlsm | 164 | [12 empty] | 1112.5 | 1 | each | 1112.5
PHW-BS-0024 | 1792.8 |  |  | PHW | Trench Stop & Bulkhead | BULK HEAD | PHW-BS-0024 |  |  | D-DWG-PHW-003 | [47 empty] | Trench&Bulkheads- T2W_PIPELINE.xlsm | 165 | [12 empty] | 20507 | 1 | each | 20507
PHW-TS-0137 | 1794.4 |  |  | PHW | Trench Stop & Bulkhead | TRENCH STOP | PHW-TS-0137 |  |  | D-DWG-PHW-003 | [47 empty] | Trench&Bulkheads- T2W_PIPELINE.xlsm | 166 | [12 empty] | 1112.5 | 1 | each | 1112.5
PHW-TS-0138 | 1797.6 |  |  | PHW | Trench Stop & Bulkhead | TRENCH STOP | PHW-TS-0138 |  |  | D-DWG-PHW-003 | [47 empty] | Trench&Bulkheads- T2W_PIPELINE.xlsm | 167 | [12 empty] | 1112.5 | 1 | each | 1112.5
PHW-TB-012 | 1802.818 |  |  | PHW | Thrust Block | THRUST BLOCK | PHW-TB-012 | [7 empty] | PHW |  | Type 1 | [11 empty] | DICL | 600 | [27 empty] | Thrust Block Register - T2W_PIPELINE.xlsm | 24 |  |  | Bend
PHW-TS-0139 | 1809 |  |  | PHW | Trench Stop & Bulkhead | TRENCH STOP | PHW-TS-0139 |  |  | D-DWG-PHW-003 | [47 empty] | Trench&Bulkheads- T2W_PIPELINE.xlsm | 168 | [12 empty] | 1112.5 | 1 | each | 1112.5
PHW-VG-0028 | 1810 | 1830 | 20 | PHW | Vegetation | TREE REMOVAL | VEG_PHW028 | [49 empty] | 1 LARGE TREE | T2W - Tree Removal TakeOff (V.1).xlsx | 45 | 271 | HEAVY
PHW-TS-0140 | 1819 |  |  | PHW | Trench Stop & Bulkhead | TRENCH STOP | PHW-TS-0140 |  |  | D-DWG-PHW-003 | [47 empty] | Trench&Bulkheads- T2W_PIPELINE.xlsm | 169 | [12 empty] | 1112.5 | 1 | each | 1112.5
PHW-FN-0006 | 1820 |  |  | PHW | Foreign Service | FENCE | PHW-FN-0006 |  |  | D-DWG-PHW-003.2 |  | D-DWG-PHW-003_C |  | Yes | PHW |  | FENCE CHAINWIRE | [40 empty] | Forreign service raw data.xlsx | 15
PHW-FN-0007 | 1868 |  |  | PHW | Foreign Service | FENCE | PHW-FN-0007 |  |  | D-DWG-PHW-003.2 |  | D-DWG-PHW-003_C |  | Yes | PHW |  | FENCE LINE NO POSTS | [40 empty] | Forreign service raw data.xlsx | 16
PHW-TB-013 | 1870.316 |  |  | PHW | Thrust Block | THRUST BLOCK | PHW-TB-013 | [7 empty] | PHW |  | Type 2 | [11 empty] | DICL | 600 | [27 empty] | Thrust Block Register - T2W_PIPELINE.xlsm | 25 |  |  | Bend
PHW-TB-014 | 1878.593 |  |  | PHW | Thrust Block | THRUST BLOCK | PHW-TB-014 | [7 empty] | PHW |  | Type 3 | [11 empty] | DICL | 600 | [27 empty] | Thrust Block Register - T2W_PIPELINE.xlsm | 26 |  |  | Bend
PHW-FN-0008 | 1897 |  |  | PHW | Foreign Service | FENCE | PHW-FN-0008 |  |  | D-DWG-PHW-003.2 |  | D-DWG-PHW-003_C |  | Yes | PHW |  | FENCE LINE NO POSTS | [40 empty] | Forreign service raw data.xlsx | 17
PHW-FN-0009 | 1915 |  |  | PHW | Foreign Service | FENCE | PHW-FN-0009 |  |  | D-DWG-PHW-003.2 |  | D-DWG-PHW-003_C |  | Yes | PHW |  | FENCE LINE NO POSTS | [39 empty] | Not Included in Rev 2 | Forreign service raw data.xlsx | 18
PHW-VG-0029 | 1980 | 2010 | 30 | PHW | Vegetation | TREE REMOVAL | VEG_PHW029 | [49 empty] | 1 LARGE TREE, 2 SMALL TREES | T2W - Tree Removal TakeOff (V.1).xlsx | 46 | 380 | HEAVY
PHW-TB-094 | 2019.495 |  |  | PHW | Thrust Block | THRUST BLOCK | PHW-TB-094 | [7 empty] | PHW |  | Type 12 | [12 empty] | 600 | [27 empty] | Thrust Block Register - T2W_PIPELINE 24-8.xlsm | 253 |  |  | Isolation Valve
PHW-TB-015 | 2029.495 |  |  | PHW | Thrust Block | THRUST BLOCK | PHW-TB-015 | [7 empty] | PHW |  | Type 3 | [11 empty] | DICL | 600 | [27 empty] | Thrust Block Register - T2W_PIPELINE.xlsm | 27 |  |  | Bend
PHW-VG-0030 | 2030 | 2040 | 10 | PHW | Vegetation | TREE REMOVAL | VEG_PHW030 | [49 empty] | 2 SMALL TREES | T2W - Tree Removal TakeOff (V.1).xlsx | 47 | 99 | LIGHT
PHW-TB-016 | 2036.932 |  |  | PHW | Thrust Block | THRUST BLOCK | PHW-TB-016 | [7 empty] | PHW |  | Type 2 | [11 empty] | MSCL | 650 | [27 empty] | Thrust Block Register - T2W_PIPELINE.xlsm | 28 |  |  | Bend
PHW-TT-0019 | 2036.932 | 2038.507 | 1.575 | PHW | Trench Type | TRENCH SECTION |  | 4 | 1.575 | D-DWG-PHW-003.2 | D-DWG-PHW-003.2 |  |  |  | PHW | [42 empty] | Trench Type Register - T2W_PIPELINE.xlsm | 24
PHW-RL-0001 | 2038.507 | 2110.24 | 71.733 | PHW | Road & Rail Crossing | MAJOR RAIL CROSSING | PHW-RL-0001 |  | 71.733 | [5 empty] | PHW | West Moreton System |  | Rail | 600 |  |  | OD660x6WT MSCL Sintalock Type 2 PN35 Carrier & OD813x15WT MS Enveloper |  |  |  |  | QLD Rail | [15 empty] | Thrust Boring | [14 empty] | T2WRWP-05304-PTW-PPG-SCH-00002_PHW_PWG.xlsx | 9
PHW-TT-0020 | 2038.507 | 2110.24 | 71.733 | PHW | Trench Type | TRENCH SECTION |  | 8A | 71.733 | D-DWG-PHW-003.2 | D-DWG-PHW-004.2 |  |  |  | PHW | [42 empty] | Trench Type Register - T2W_PIPELINE.xlsm | 25
PHW-FN-0010 | 2062 |  |  | PHW | Foreign Service | FENCE | PHW-FN-0010 |  |  | D-DWG-PHW-003.2 |  | D-DWG-PHW-003_C |  | Yes | PHW |  | FENCE CHAINWIRE | [40 empty] | Forreign service raw data.xlsx | 19
PHW-FN-0011 | 2062 |  |  | PHW | Foreign Service | FENCE | PHW-FN-0011 |  |  | D-DWG-PHW-003.2 |  | D-DWG-PHW-003_C |  | Yes | PHW |  | FENCE LINE NO POSTS | [40 empty] | Forreign service raw data.xlsx | 20
PHW-CM-0004 | 2093 |  |  | PHW | Foreign Service | COMMUNICATIONS | PHW-CM-0004 |  |  | D-DWG-PHW-003.2 |  | D-DWG-PHW-003_C | BYDA | Yes | PHW |  | BYDA TELSTRA COMMSTUD | [9 empty] | Telstra | [30 empty] | Forreign service raw data.xlsx | 21
PHW-RW-0001 | 2104 |  |  | PHW | Foreign Service | WATER - RECYCLED | PHW-RW-0001 |  |  | D-DWG-PHW-004.2 |  |  | BYDA | Yes | PHW |  | BYDA RECYCLED WATER | [40 empty] | Forreign service raw data.xlsx | 22
PHW-CM-0005 | 2108 |  |  | PHW | Foreign Service | COMMUNICATIONS | PHW-CM-0005 |  |  | D-DWG-PHW-004.2 |  | D-DWG-PHW-004_C | BYDA | Yes | PHW |  | BYDA TELSTRA COMMSTUD | [9 empty] | Telstra | [30 empty] | Forreign service raw data.xlsx | 23
PHW-TT-0021 | 2110.24 | 2122.834 | 12.594 | PHW | Trench Type | TRENCH SECTION |  | 4 | 12.594 | D-DWG-PHW-004.2 | D-DWG-PHW-004.2 |  |  |  | PHW | [42 empty] | Trench Type Register - T2W_PIPELINE.xlsm | 26
PHW-TT-0022 | 2122.834 | 2468.34 | 345.506 | PHW | Trench Type | TRENCH SECTION |  | 1A | 345.506 | D-DWG-PHW-004.2 | D-DWG-PHW-004.2 |  |  |  | PHW | [42 empty] | Trench Type Register - T2W_PIPELINE.xlsm | 27
PHW-FN-0012 | 2123 |  |  | PHW | Foreign Service | FENCE | PHW-FN-0012 |  |  | D-DWG-PHW-004.2 |  |  |  | Yes | PHW |  | FENCE CHAINWIRE | [40 empty] | Forreign service raw data.xlsx | 24
PHW-TS-0141 | 2125 |  |  | PHW | Trench Stop & Bulkhead | TRENCH STOP | PHW-TS-0141 |  |  | D-DWG-PHW-004 | [47 empty] | Trench&Bulkheads- T2W_PIPELINE.xlsm | 170 | [12 empty] | 1112.5 | 1 | each | 1112.5
PHW-TS-0142 | 2131 |  |  | PHW | Trench Stop & Bulkhead | TRENCH STOP | PHW-TS-0142 |  |  | D-DWG-PHW-004 | [47 empty] | Trench&Bulkheads- T2W_PIPELINE.xlsm | 171 | [12 empty] | 1112.5 | 1 | each | 1112.5
PHW-TB-095 | 2140.173 |  |  | PHW | Thrust Block | THRUST BLOCK | PHW-TB-095 | [7 empty] | PHW |  | Type 12 | [12 empty] | 600 | [27 empty] | Thrust Block Register - T2W_PIPELINE 24-8.xlsm | 254 |  |  | Isolation Valve
PHW-TS-0143 | 2146 |  |  | PHW | Trench Stop & Bulkhead | TRENCH STOP | PHW-TS-0143 |  |  | D-DWG-PHW-004 | [47 empty] | Trench&Bulkheads- T2W_PIPELINE.xlsm | 172 | [12 empty] | 1112.5 | 1 | each | 1112.5
PHW-TS-0144 | 2157.5 |  |  | PHW | Trench Stop & Bulkhead | TRENCH STOP | PHW-TS-0144 |  |  | D-DWG-PHW-004 | [47 empty] | Trench&Bulkheads- T2W_PIPELINE.xlsm | 173 | [12 empty] | 1112.5 | 1 | each | 1112.5
PHW-TS-0145 | 2169 |  |  | PHW | Trench Stop & Bulkhead | TRENCH STOP | PHW-TS-0145 |  |  | D-DWG-PHW-004 | [47 empty] | Trench&Bulkheads- T2W_PIPELINE.xlsm | 174 | [12 empty] | 1112.5 | 1 | each | 1112.5
PHW-TS-0146 | 2180.5 |  |  | PHW | Trench Stop & Bulkhead | TRENCH STOP | PHW-TS-0146 |  |  | D-DWG-PHW-004 | [47 empty] | Trench&Bulkheads- T2W_PIPELINE.xlsm | 175 | [12 empty] | 1112.5 | 1 | each | 1112.5
PHW-TS-0147 | 2192 |  |  | PHW | Trench Stop & Bulkhead | TRENCH STOP | PHW-TS-0147 |  |  | D-DWG-PHW-004 | [47 empty] | Trench&Bulkheads- T2W_PIPELINE.xlsm | 176 | [12 empty] | 1112.5 | 1 | each | 1112.5
PHW-TS-0148 | 2203.5 |  |  | PHW | Trench Stop & Bulkhead | TRENCH STOP | PHW-TS-0148 |  |  | D-DWG-PHW-004 | [47 empty] | Trench&Bulkheads- T2W_PIPELINE.xlsm | 177 | [12 empty] | 1112.5 | 1 | each | 1112.5
PHW-TS-0149 | 2215 |  |  | PHW | Trench Stop & Bulkhead | TRENCH STOP | PHW-TS-0149 |  |  | D-DWG-PHW-004 | [47 empty] | Trench&Bulkheads- T2W_PIPELINE.xlsm | 178 | [12 empty] | 1112.5 | 1 | each | 1112.5
PHW-TS-0150 | 2226.5 |  |  | PHW | Trench Stop & Bulkhead | TRENCH STOP | PHW-TS-0150 |  |  | D-DWG-PHW-004 | [47 empty] | Trench&Bulkheads- T2W_PIPELINE.xlsm | 179 | [12 empty] | 1112.5 | 1 | each | 1112.5
PHW-TS-0151 | 2238 |  |  | PHW | Trench Stop & Bulkhead | TRENCH STOP | PHW-TS-0151 |  |  | D-DWG-PHW-004 | [47 empty] | Trench&Bulkheads- T2W_PIPELINE.xlsm | 180 | [12 empty] | 1112.5 | 1 | each | 1112.5
PHW-TS-0152 | 2249.5 |  |  | PHW | Trench Stop & Bulkhead | TRENCH STOP | PHW-TS-0152 |  |  | D-DWG-PHW-004 | [47 empty] | Trench&Bulkheads- T2W_PIPELINE.xlsm | 181 | [12 empty] | 1112.5 | 1 | each | 1112.5
PHW-TS-0153 | 2261 |  |  | PHW | Trench Stop & Bulkhead | TRENCH STOP | PHW-TS-0153 |  |  | D-DWG-PHW-004 | [47 empty] | Trench&Bulkheads- T2W_PIPELINE.xlsm | 182 | [12 empty] | 1112.5 | 1 | each | 1112.5
PHW-TS-0154 | 2272.5 |  |  | PHW | Trench Stop & Bulkhead | TRENCH STOP | PHW-TS-0154 |  |  | D-DWG-PHW-004 | [47 empty] | Trench&Bulkheads- T2W_PIPELINE.xlsm | 183 | [12 empty] | 1112.5 | 1 | each | 1112.5
PHW-TS-0155 | 2284 |  |  | PHW | Trench Stop & Bulkhead | TRENCH STOP | PHW-TS-0155 |  |  | D-DWG-PHW-004 | [47 empty] | Trench&Bulkheads- T2W_PIPELINE.xlsm | 184 | [12 empty] | 1112.5 | 1 | each | 1112.5
PHW-TS-0156 | 2295.5 |  |  | PHW | Trench Stop & Bulkhead | TRENCH STOP | PHW-TS-0156 |  |  | D-DWG-PHW-004 | [47 empty] | Trench&Bulkheads- T2W_PIPELINE.xlsm | 185 | [12 empty] | 1112.5 | 1 | each | 1112.5
PHW-TS-0157 | 2307 |  |  | PHW | Trench Stop & Bulkhead | TRENCH STOP | PHW-TS-0157 |  |  | D-DWG-PHW-004 | [47 empty] | Trench&Bulkheads- T2W_PIPELINE.xlsm | 186 | [12 empty] | 1112.5 | 1 | each | 1112.5
PHW-TS-0158 | 2318.5 |  |  | PHW | Trench Stop & Bulkhead | TRENCH STOP | PHW-TS-0158 |  |  | D-DWG-PHW-004 | [47 empty] | Trench&Bulkheads- T2W_PIPELINE.xlsm | 187 | [12 empty] | 1112.5 | 1 | each | 1112.5
PHW-VG-0031 | 2320 | 2330 | 10 | PHW | Vegetation | TREE REMOVAL | VEG_PHW031 | [49 empty] | 1 SMALL TREE | T2W - Tree Removal TakeOff (V.1).xlsx | 48 | 44.8 | LIGHT
PHW-TS-0159 | 2330 |  |  | PHW | Trench Stop & Bulkhead | TRENCH STOP | PHW-TS-0159 |  |  | D-DWG-PHW-004 | [47 empty] | Trench&Bulkheads- T2W_PIPELINE.xlsm | 188 | [12 empty] | 1112.5 | 1 | each | 1112.5
PHW-TB-017 | 2336.958 |  |  | PHW | Thrust Block | THRUST BLOCK | PHW-TB-017 | [7 empty] | PHW |  | Type 2 | [11 empty] | DICL | 600 | [27 empty] | Thrust Block Register - T2W_PIPELINE.xlsm | 29 |  |  | Bend
PHW-TS-0160 | 2339.6 |  |  | PHW | Trench Stop & Bulkhead | TRENCH STOP | PHW-TS-0160 |  |  | D-DWG-PHW-004 | [47 empty] | Trench&Bulkheads- T2W_PIPELINE.xlsm | 189 | [12 empty] | 1112.5 | 1 | each | 1112.5
PHW-WA-0001 | 2340 |  |  | PHW | Foreign Service | WATER | PHW-WA-0001 |  |  | D-DWG-PHW-004.2 |  |  | BYDA | Yes | PHW |  | BYDA WATER | [40 empty] | Forreign service raw data.xlsx | 25
PHW-TS-0161 | 2350.1 |  |  | PHW | Trench Stop & Bulkhead | TRENCH STOP | PHW-TS-0161 |  |  | D-DWG-PHW-004 | [47 empty] | Trench&Bulkheads- T2W_PIPELINE.xlsm | 190 | [12 empty] | 1112.5 | 1 | each | 1112.5
PHW-VG-0032 | 2360 | 2380 | 20 | PHW | Vegetation | TREE REMOVAL | VEG_PHW032 | [49 empty] | 1 LARGE TREE, 1 SMALL TREE | T2W - Tree Removal TakeOff (V.1).xlsx | 49 | 141 | TRIM
PHW-VG-0033 | 2360 | 2370 | 10 | PHW | Vegetation | TREE REMOVAL | VEG_PHW033 | [49 empty] | 1 LARGE TREE | T2W - Tree Removal TakeOff (V.1).xlsx | 50 | 94 | TRIM
PHW-TS-0162 | 2360.6 |  |  | PHW | Trench Stop & Bulkhead | TRENCH STOP | PHW-TS-0162 |  |  | D-DWG-PHW-004 | [47 empty] | Trench&Bulkheads- T2W_PIPELINE.xlsm | 191 | [12 empty] | 1112.5 | 1 | each | 1112.5
PHW-TS-0163 | 2371.1 |  |  | PHW | Trench Stop & Bulkhead | TRENCH STOP | PHW-TS-0163 |  |  | D-DWG-PHW-004 | [47 empty] | Trench&Bulkheads- T2W_PIPELINE.xlsm | 192 | [12 empty] | 1112.5 | 1 | each | 1112.5
PHW-TS-0164 | 2381.6 |  |  | PHW | Trench Stop & Bulkhead | TRENCH STOP | PHW-TS-0164 |  |  | D-DWG-PHW-004 | [47 empty] | Trench&Bulkheads- T2W_PIPELINE.xlsm | 193 | [12 empty] | 1112.5 | 1 | each | 1112.5
PHW-TS-0165 | 2392.1 |  |  | PHW | Trench Stop & Bulkhead | TRENCH STOP | PHW-TS-0165 |  |  | D-DWG-PHW-004 | [47 empty] | Trench&Bulkheads- T2W_PIPELINE.xlsm | 194 | [12 empty] | 1112.5 | 1 | each | 1112.5
PHW-VG-0034 | 2400 | 2420 | 20 | PHW | Vegetation | TREE REMOVAL | VEG_PHW034 | [49 empty] | 1 LARGE TREE | T2W - Tree Removal TakeOff (V.1).xlsx | 51 | 138 | HEAVY
PHW-TS-0166 | 2402.6 |  |  | PHW | Trench Stop & Bulkhead | TRENCH STOP | PHW-TS-0166 |  |  | D-DWG-PHW-004 | [47 empty] | Trench&Bulkheads- T2W_PIPELINE.xlsm | 195 | [12 empty] | 1112.5 | 1 | each | 1112.5
PHW-TS-0167 | 2413.1 |  |  | PHW | Trench Stop & Bulkhead | TRENCH STOP | PHW-TS-0167 |  |  | D-DWG-PHW-004 | [47 empty] | Trench&Bulkheads- T2W_PIPELINE.xlsm | 196 | [12 empty] | 1112.5 | 1 | each | 1112.5
PHW-TS-0168 | 2423.6 |  |  | PHW | Trench Stop & Bulkhead | TRENCH STOP | PHW-TS-0168 |  |  | D-DWG-PHW-004 | [47 empty] | Trench&Bulkheads- T2W_PIPELINE.xlsm | 197 | [12 empty] | 1112.5 | 1 | each | 1112.5
PHW-TS-0169 | 2434.1 |  |  | PHW | Trench Stop & Bulkhead | TRENCH STOP | PHW-TS-0169 |  |  | D-DWG-PHW-004 | [47 empty] | Trench&Bulkheads- T2W_PIPELINE.xlsm | 198 | [12 empty] | 1112.5 | 1 | each | 1112.5
PHW-TS-0170 | 2444.6 |  |  | PHW | Trench Stop & Bulkhead | TRENCH STOP | PHW-TS-0170 |  |  | D-DWG-PHW-004 | [47 empty] | Trench&Bulkheads- T2W_PIPELINE.xlsm | 199 | [12 empty] | 1112.5 | 1 | each | 1112.5
PHW-VG-0035 | 2460 | 2480 | 20 | PHW | Vegetation | TREE REMOVAL | VEG_PHW035 | [49 empty] | 1 LARGE TREE | T2W - Tree Removal TakeOff (V.1).xlsx | 52 | 132 | HEAVY
PHW-TT-0023 | 2468.34 | 2500.706 | 32.366 | PHW | Trench Type | TRENCH SECTION |  | 4 | 32.366 | D-DWG-PHW-004.2 | D-DWG-PHW-004.2 |  |  |  | PHW | [42 empty] | Trench Type Register - T2W_PIPELINE.xlsm | 28
PHW-VG-0036 | 2480 | 2490 | 10 | PHW | Vegetation | TREE REMOVAL | VEG_PHW036 | [49 empty] | 2 SMALL TREES | T2W - Tree Removal TakeOff (V.1).xlsx | 53 | 37.7 | LIGHT
PHW-VG-0037 | 2500 | 2510 | 10 | PHW | Vegetation | TREE REMOVAL | VEG_PHW037 | [49 empty] | 1 SMALL TREE | T2W - Tree Removal TakeOff (V.1).xlsx | 54 | 17 | LIGHT
PHW-TB-018 | 2500.706 |  |  | PHW | Thrust Block | THRUST BLOCK | PHW-TB-018 | [7 empty] | PHW |  | Type 6 | [11 empty] | MSCL | 650 | [27 empty] | Thrust Block Register - T2W_PIPELINE.xlsm | 30 |  |  | Bend
PHW-TT-0024 | 2500.706 | 2791.911 | 291.205 | PHW | Trench Type | TRENCH SECTION |  | 1A | 291.205 | D-DWG-PHW-004.2 | D-DWG-PHW-004.2 |  |  |  | PHW | [42 empty] | Trench Type Register - T2W_PIPELINE.xlsm | 29
PHW-CM-0006 | 2506 |  |  | PHW | Foreign Service | COMMUNICATIONS | PHW-CM-0006 |  |  | D-DWG-PHW-004.2 |  |  | BYDA | Yes | PHW |  | BYDA COMMS DN35 | [12 empty] | 35 | [27 empty] | Forreign service raw data.xlsx | 26
PHW-WA-0002 | 2507 |  |  | PHW | Foreign Service | WATER | PHW-WA-0002 |  |  | D-DWG-PHW-004.2 |  | D-DWG-PHW-004_C | BYDA | Yes | PHW |  | BYDA WATER | [40 empty] | Forreign service raw data.xlsx | 27
PHW-TS-0171 | 2521.3 |  |  | PHW | Trench Stop & Bulkhead | TRENCH STOP | PHW-TS-0171 |  |  | D-DWG-PHW-004 | [47 empty] | Trench&Bulkheads- T2W_PIPELINE.xlsm | 200 | [12 empty] | 1112.5 | 1 | each | 1112.5
PHW-TB-019 | 2536.539 |  |  | PHW | Thrust Block | THRUST BLOCK | PHW-TB-019 | [7 empty] | PHW |  | Type 5 | [11 empty] | DICL | 600 | [27 empty] | Thrust Block Register - T2W_PIPELINE.xlsm | 31 |  |  | Bend
PHW-TS-0172 | 2537 |  |  | PHW | Trench Stop & Bulkhead | TRENCH STOP | PHW-TS-0172 |  |  | D-DWG-PHW-004 | [47 empty] | Trench&Bulkheads- T2W_PIPELINE.xlsm | 201 | [12 empty] | 1112.5 | 1 | each | 1112.5
PHW-TS-0173 | 2552.7 |  |  | PHW | Trench Stop & Bulkhead | TRENCH STOP | PHW-TS-0173 |  |  | D-DWG-PHW-004 | [47 empty] | Trench&Bulkheads- T2W_PIPELINE.xlsm | 202 | [12 empty] | 1112.5 | 1 | each | 1112.5
PHW-CM-0007 | 2560 |  |  | PHW | Foreign Service | COMMUNICATIONS | PHW-CM-0007 |  |  | D-DWG-PHW-004.2 |  |  | BYDA | Yes | PHW |  | BYDA TELSTRA COMMSTUD | [9 empty] | Telstra | [30 empty] | Forreign service raw data.xlsx | 28
PHW-VG-0038 | 2560 | 2580 | 20 | PHW | Vegetation | TREE REMOVAL | VEG_PHW038 | [49 empty] | 2 LARGE TREES | T2W - Tree Removal TakeOff (V.1).xlsx | 55 | 117 | HEAVY
PHW-VG-0039 | 2620 | 2620 | 0 | PHW | Vegetation | TREE REMOVAL | VEG_PHW039 | [49 empty] | 1 LARGE TREE | T2W - Tree Removal TakeOff (V.1).xlsx | 56 | 29 | HEAVY
PHW-TB-020 | 2667.545 |  |  | PHW | Thrust Block | THRUST BLOCK | PHW-TB-020 | [7 empty] | PHW |  | Type 4 | [11 empty] | DICL | 600 | [27 empty] | Thrust Block Register - T2W_PIPELINE.xlsm | 32 |  |  | Bend
PHW-TB-021 | 2679.259 |  |  | PHW | Thrust Block | THRUST BLOCK | PHW-TB-021 | [7 empty] | PHW |  | Type 7 | [11 empty] | DICL | 600 | [27 empty] | Thrust Block Register - T2W_PIPELINE.xlsm | 33 |  |  | Bend
PHW-VG-0040 | 2710 | 2720 | 10 | PHW | Vegetation | TREE REMOVAL | VEG_PHW040 | [49 empty] | 3 SMALL TREES | T2W - Tree Removal TakeOff (V.1).xlsx | 57 | 43.3 | LIGHT
PHW-TB-079 | 2746.277 |  |  | PHW | Thrust Block | THRUST BLOCK | PHW-TB-079 | [7 empty] | PHW |  | Type 7 | [11 empty] | DICL | 150 | [27 empty] | Thrust Block Register - T2W_PIPELINE 24-8.xlsm | 238 |  |  | Tee
PHW-VG-0041 | 2750 | 2750 | 0 | PHW | Vegetation | TREE REMOVAL | VEG_PHW041 | [49 empty] | BRANCHES HANGING OVER PIPE | T2W - Tree Removal TakeOff (V.1).xlsx | 58 | 32.5 | TRIM
PHW-VG-0042 | 2770 | 2790 | 20 | PHW | Vegetation | TREE REMOVAL | VEG_PHW042 | [49 empty] | 1 LARGE TREE, 1 SMALL TREE | T2W - Tree Removal TakeOff (V.1).xlsx | 59 | 86.4 | HEAVY
PHW-TT-0025 | 2791.911 | 2813.28 | 21.369 | PHW | Trench Type | TRENCH SECTION |  | 4 | 21.369 | D-DWG-PHW-004.2 | D-DWG-PHW-005.2 |  |  |  | PHW | [42 empty] | Trench Type Register - T2W_PIPELINE.xlsm | 30
PHW-EL-0003 | 2792 |  |  | PHW | Foreign Service | ELECTRICITY | PHW-EL-0003 | [5 empty] | BYDA | Yes | PHW |  | BYDA ELECTRICITY | [40 empty] | Forreign service raw data.xlsx | 335
PHW-WA-0003 | 2793 |  |  | PHW | Foreign Service | WATER | PHW-WA-0003 |  |  | D-DWG-PHW-004.2 |  |  | BYDA | Yes | PHW |  | BYDA WATER | [40 empty] | Forreign service raw data.xlsx | 29
PHW-WA-0004 | 2793 |  |  | PHW | Foreign Service | WATER | PHW-WA-0004 |  |  | D-DWG-PHW-004.2 |  |  | BYDA | Yes | PHW |  | BYDA WATER | [40 empty] | Forreign service raw data.xlsx | 30
PHW-TB-022 | 2793.96 |  |  | PHW | Thrust Block | THRUST BLOCK | PHW-TB-022 | [7 empty] | PHW |  | Type 4 | [11 empty] | MSCL | 650 | [27 empty] | Thrust Block Register - T2W_PIPELINE.xlsm | 34 |  |  | Bend
PHW-FN-0013 | 2796 |  |  | PHW | Foreign Service | FENCE | PHW-FN-0013 |  |  | D-DWG-PHW-004.2 |  |  |  | Yes | PHW |  | FENCE CHAINWIRE | [40 empty] | Forreign service raw data.xlsx | 31
PHW-TB-023 | 2802.89 |  |  | PHW | Thrust Block | THRUST BLOCK | PHW-TB-023 | [7 empty] | PHW |  | Type 5 | [11 empty] | MSCL | 650 | [27 empty] | Thrust Block Register - T2W_PIPELINE.xlsm | 35 |  |  | Bend
PHW-WA-0005 | 2810 |  |  | PHW | Foreign Service | WATER | PHW-WA-0005 |  |  | D-DWG-PHW-005.2 |  |  | BYDA | Yes | PHW |  | BYDA WATER | [40 empty] | Forreign service raw data.xlsx | 32
PHW-VG-0043 | 2810 | 2810 | 0 | PHW | Vegetation | TREE REMOVAL | VEG_PHW043 | [49 empty] | 1 SMALL TREE | T2W - Tree Removal TakeOff (V.1).xlsx | 60 | 41.4 | LIGHT
PHW-CM-0008 | 2813 |  |  | PHW | Foreign Service | COMMUNICATIONS | PHW-CM-0008 |  |  | D-DWG-PHW-005.2 |  |  | BYDA | Yes | PHW |  | BYDA COMMS DN15 | [12 empty] | 15 | [27 empty] | Forreign service raw data.xlsx | 34
PHW-WA-0006 | 2813 |  |  | PHW | Foreign Service | WATER | PHW-WA-0006 |  |  | D-DWG-PHW-005.2 |  |  | BYDA | Yes | PHW |  | BYDA WATER DN450 | [12 empty] | 450 | [27 empty] | Forreign service raw data.xlsx | 33
PHW-TT-0026 | 2813.28 | 2846.195 | 32.915 | PHW | Trench Type | TRENCH SECTION |  | 1A | 32.915 | D-DWG-PHW-005.2 | D-DWG-PHW-005.2 |  |  |  | PHW | [42 empty] | Trench Type Register - T2W_PIPELINE.xlsm | 31
PHW-TB-024 | 2819.519 |  |  | PHW | Thrust Block | THRUST BLOCK | PHW-TB-024 | [7 empty] | PHW |  | Type 6 | [11 empty] | DICL | 600 | [27 empty] | Thrust Block Register - T2W_PIPELINE.xlsm | 36 |  |  | Bend
PHW-TT-0027 | 2846.195 | 2881.928 | 35.733 | PHW | Trench Type | TRENCH SECTION |  | 4 | 35.733 | D-DWG-PHW-005.2 | D-DWG-PHW-005.2 |  |  |  | PHW | [42 empty] | Trench Type Register - T2W_PIPELINE.xlsm | 32
PHW-TT-0028 | 2881.928 | 3534.937 | 653.009 | PHW | Trench Type | TRENCH SECTION |  | 1A | 653.009 | D-DWG-PHW-005.2 | D-DWG-PHW-006.2 |  |  |  | PHW | [42 empty] | Trench Type Register - T2W_PIPELINE.xlsm | 33
PHW-FN-0014 | 2923 |  |  | PHW | Foreign Service | FENCE | PHW-FN-0014 |  |  | D-DWG-PHW-005.2 |  | D-DWG-PHW-005_C |  | Yes | PHW |  | FENCE CHAINWIRE | [40 empty] | Forreign service raw data.xlsx | 35
PHW-FN-0015 | 2923 |  |  | PHW | Foreign Service | FENCE | PHW-FN-0015 |  |  | D-DWG-PHW-005.2 |  | D-DWG-PHW-005_C |  | Yes | PHW |  | FENCE LINE NO POSTS | [40 empty] | Forreign service raw data.xlsx | 36
PHW-TS-0174 | 2930 |  |  | PHW | Trench Stop & Bulkhead | TRENCH STOP | PHW-TS-0174 |  |  | D-DWG-PHW-005 | [47 empty] | Trench&Bulkheads- T2W_PIPELINE.xlsm | 203 | [12 empty] | 1112.5 | 1 | each | 1112.5
PHW-TS-0175 | 2945.5 |  |  | PHW | Trench Stop & Bulkhead | TRENCH STOP | PHW-TS-0175 |  |  | D-DWG-PHW-005 | [47 empty] | Trench&Bulkheads- T2W_PIPELINE.xlsm | 204 | [12 empty] | 1112.5 | 1 | each | 1112.5
PHW-TS-0176 | 2961 |  |  | PHW | Trench Stop & Bulkhead | TRENCH STOP | PHW-TS-0176 |  |  | D-DWG-PHW-005 | [47 empty] | Trench&Bulkheads- T2W_PIPELINE.xlsm | 205 | [12 empty] | 1112.5 | 1 | each | 1112.5
PHW-TS-0177 | 2976.5 |  |  | PHW | Trench Stop & Bulkhead | TRENCH STOP | PHW-TS-0177 |  |  | D-DWG-PHW-005 | [47 empty] | Trench&Bulkheads- T2W_PIPELINE.xlsm | 206 | [12 empty] | 1112.5 | 1 | each | 1112.5
PHW-TS-0178 | 2988.6 |  |  | PHW | Trench Stop & Bulkhead | TRENCH STOP | PHW-TS-0178 |  |  | D-DWG-PHW-005 | [47 empty] | Trench&Bulkheads- T2W_PIPELINE.xlsm | 207 | [12 empty] | 1112.5 | 1 | each | 1112.5
PHW-EL-0004 | 3000 |  |  | PHW | Foreign Service | ELECTRICITY | PHW-EL-0004 |  |  | D-DWG-PHW-005.2 |  |  | PUP | Yes | PHW |  | PUP ELECTRICITY | [9 empty] | Ergon Energy | [29 empty] | POWER POLE TO BE RELOCATED BY OTHERS (ERGON) PRIOR TO CONSTRUCTION | Forreign service raw data.xlsx | 37
PHW-TS-0179 | 3000.2 |  |  | PHW | Trench Stop & Bulkhead | TRENCH STOP | PHW-TS-0179 |  |  | D-DWG-PHW-005 | [47 empty] | Trench&Bulkheads- T2W_PIPELINE.xlsm | 208 | [12 empty] | 1112.5 | 1 | each | 1112.5
PHW-TS-0180 | 3011.8 |  |  | PHW | Trench Stop & Bulkhead | TRENCH STOP | PHW-TS-0180 |  |  | D-DWG-PHW-005 | [47 empty] | Trench&Bulkheads- T2W_PIPELINE.xlsm | 209 | [12 empty] | 1112.5 | 1 | each | 1112.5
PHW-TS-0181 | 3023.4 |  |  | PHW | Trench Stop & Bulkhead | TRENCH STOP | PHW-TS-0181 |  |  | D-DWG-PHW-005 | [47 empty] | Trench&Bulkheads- T2W_PIPELINE.xlsm | 210 | [12 empty] | 1112.5 | 1 | each | 1112.5
PHW-TS-0182 | 3035 |  |  | PHW | Trench Stop & Bulkhead | TRENCH STOP | PHW-TS-0182 |  |  | D-DWG-PHW-005 | [47 empty] | Trench&Bulkheads- T2W_PIPELINE.xlsm | 211 | [12 empty] | 1112.5 | 1 | each | 1112.5
PHW-TS-0183 | 3046.6 |  |  | PHW | Trench Stop & Bulkhead | TRENCH STOP | PHW-TS-0183 |  |  | D-DWG-PHW-005 | [47 empty] | Trench&Bulkheads- T2W_PIPELINE.xlsm | 212 | [12 empty] | 1112.5 | 1 | each | 1112.5
PHW-TS-0184 | 3058.2 |  |  | PHW | Trench Stop & Bulkhead | TRENCH STOP | PHW-TS-0184 |  |  | D-DWG-PHW-005 | [47 empty] | Trench&Bulkheads- T2W_PIPELINE.xlsm | 213 | [12 empty] | 1112.5 | 1 | each | 1112.5
PHW-TS-0185 | 3069.8 |  |  | PHW | Trench Stop & Bulkhead | TRENCH STOP | PHW-TS-0185 |  |  | D-DWG-PHW-005 | [47 empty] | Trench&Bulkheads- T2W_PIPELINE.xlsm | 214 | [12 empty] | 1112.5 | 1 | each | 1112.5
PHW-TS-0186 | 3081.4 |  |  | PHW | Trench Stop & Bulkhead | TRENCH STOP | PHW-TS-0186 |  |  | D-DWG-PHW-005 | [47 empty] | Trench&Bulkheads- T2W_PIPELINE.xlsm | 215 | [12 empty] | 1112.5 | 1 | each | 1112.5
PHW-TS-0187 | 3093 |  |  | PHW | Trench Stop & Bulkhead | TRENCH STOP | PHW-TS-0187 |  |  | D-DWG-PHW-005 | [47 empty] | Trench&Bulkheads- T2W_PIPELINE.xlsm | 216 | [12 empty] | 1112.5 | 1 | each | 1112.5
PHW-TS-0188 | 3104.6 |  |  | PHW | Trench Stop & Bulkhead | TRENCH STOP | PHW-TS-0188 |  |  | D-DWG-PHW-005 | [47 empty] | Trench&Bulkheads- T2W_PIPELINE.xlsm | 217 | [12 empty] | 1112.5 | 1 | each | 1112.5
PHW-TS-0189 | 3116.2 |  |  | PHW | Trench Stop & Bulkhead | TRENCH STOP | PHW-TS-0189 |  |  | D-DWG-PHW-005 | [47 empty] | Trench&Bulkheads- T2W_PIPELINE.xlsm | 218 | [12 empty] | 1112.5 | 1 | each | 1112.5
PHW-TS-0190 | 3127.8 |  |  | PHW | Trench Stop & Bulkhead | TRENCH STOP | PHW-TS-0190 |  |  | D-DWG-PHW-005 | [47 empty] | Trench&Bulkheads- T2W_PIPELINE.xlsm | 219 | [12 empty] | 1112.5 | 1 | each | 1112.5
PHW-TS-0191 | 3139.4 |  |  | PHW | Trench Stop & Bulkhead | TRENCH STOP | PHW-TS-0191 |  |  | D-DWG-PHW-005 | [47 empty] | Trench&Bulkheads- T2W_PIPELINE.xlsm | 220 | [12 empty] | 1112.5 | 1 | each | 1112.5
PHW-TS-0192 | 3151 |  |  | PHW | Trench Stop & Bulkhead | TRENCH STOP | PHW-TS-0192 |  |  | D-DWG-PHW-005 | [47 empty] | Trench&Bulkheads- T2W_PIPELINE.xlsm | 221 | [12 empty] | 1112.5 | 1 | each | 1112.5
PHW-TS-0193 | 3162.6 |  |  | PHW | Trench Stop & Bulkhead | TRENCH STOP | PHW-TS-0193 |  |  | D-DWG-PHW-005 | [47 empty] | Trench&Bulkheads- T2W_PIPELINE.xlsm | 222 | [12 empty] | 1112.5 | 1 | each | 1112.5
PHW-TS-0194 | 3174.2 |  |  | PHW | Trench Stop & Bulkhead | TRENCH STOP | PHW-TS-0194 |  |  | D-DWG-PHW-005 | [47 empty] | Trench&Bulkheads- T2W_PIPELINE.xlsm | 223 | [12 empty] | 1112.5 | 1 | each | 1112.5
PHW-TS-0195 | 3185.8 |  |  | PHW | Trench Stop & Bulkhead | TRENCH STOP | PHW-TS-0195 |  |  | D-DWG-PHW-005 | [47 empty] | Trench&Bulkheads- T2W_PIPELINE.xlsm | 224 | [12 empty] | 1112.5 | 1 | each | 1112.5
PHW-TS-0196 | 3197.4 |  |  | PHW | Trench Stop & Bulkhead | TRENCH STOP | PHW-TS-0196 |  |  | D-DWG-PHW-005 | [47 empty] | Trench&Bulkheads- T2W_PIPELINE.xlsm | 225 | [12 empty] | 1112.5 | 1 | each | 1112.5
PHW-EL-0005 | 3350 |  |  | PHW | Foreign Service | ELECTRICITY | PHW-EL-0005 |  |  | D-DWG-PHW-005.2 |  |  | PUP | Yes | PHW |  | PUP ELECTRICITY | [9 empty] | Ergon Energy | [29 empty] | POWER POLE TO BE RELOCATED BY OTHERS (ERGON) PRIOR TO CONSTRUCTION | Forreign service raw data.xlsx | 38
PHW-TB-025 | 3354.973 |  |  | PHW | Thrust Block | THRUST BLOCK | PHW-TB-025 | [7 empty] | PHW |  | Type 3 | [11 empty] | DICL | 600 | [27 empty] | Thrust Block Register - T2W_PIPELINE.xlsm | 37 |  |  | Bend
PHW-TS-0197 | 3432.6 |  |  | PHW | Trench Stop & Bulkhead | TRENCH STOP | PHW-TS-0197 |  |  | D-DWG-PHW-005 | [47 empty] | Trench&Bulkheads- T2W_PIPELINE.xlsm | 226 | [12 empty] | 1112.5 | 1 | each | 1112.5
PHW-TS-0198 | 3449.2 |  |  | PHW | Trench Stop & Bulkhead | TRENCH STOP | PHW-TS-0198 |  |  | D-DWG-PHW-005 | [47 empty] | Trench&Bulkheads- T2W_PIPELINE.xlsm | 227 | [12 empty] | 1112.5 | 1 | each | 1112.5
PHW-CC-0002 | 3457 | 3489 | 32 | PHW | Creek Crossing | TRENCHED CREEK CROSSING | PHW-CC-0002 | [7 empty] | PHW |  |  |  |  | FABRIC/VEGETATION | [37 empty] | PHw_PWG_Creek_Crossings.xlsx | 4
PHW-TB-026 | 3534.937 |  |  | PHW | Thrust Block | THRUST BLOCK | PHW-TB-026 | [7 empty] | PHW |  | Type 4 | [11 empty] | MSCL | 650 | [27 empty] | Thrust Block Register - T2W_PIPELINE.xlsm | 38 |  |  | Bend
PHW-TT-0029 | 3534.937 | 3547.077 | 12.14 | PHW | Trench Type | TRENCH SECTION |  | 4 | 12.14 | D-DWG-PHW-006.2 | D-DWG-PHW-006.2 |  |  |  | PHW | [42 empty] | Trench Type Register - T2W_PIPELINE.xlsm | 34
PHW-WA-0007 | 3537 |  |  | PHW | Foreign Service | WATER | PHW-WA-0007 |  |  | D-DWG-PHW-005.2 |  |  | BYDA | Yes | PHW |  | BYDA WATER DN450 | [12 empty] | 450 | [27 empty] | Forreign service raw data.xlsx | 39
PHW-WA-0008 | 3538 |  |  | PHW | Foreign Service | WATER | PHW-WA-0008 |  |  | D-DWG-PHW-006.2 |  |  | BYDA | Yes | PHW |  | BYDA WATER DN450 | [12 empty] | 450 | [27 empty] | Forreign service raw data.xlsx | 42
PHW-WA-0009 | 3544 |  |  | PHW | Foreign Service | WATER | PHW-WA-0009 |  |  | D-DWG-PHW-005.2 |  |  | BYDA | Yes | PHW |  | BYDA WATER DN450 | [12 empty] | 450 | [27 empty] | Forreign service raw data.xlsx | 40
PHW-CM-0009 | 3545 |  |  | PHW | Foreign Service | COMMUNICATIONS | PHW-CM-0009 |  |  | D-DWG-PHW-005.2 |  |  | BYDA | Yes | PHW |  | BYDA COMMS DN15 | [12 empty] | 15 | [27 empty] | Forreign service raw data.xlsx | 41
PHW-WA-0010 | 3545 |  |  | PHW | Foreign Service | WATER | PHW-WA-0010 |  |  | D-DWG-PHW-006.2 |  |  | BYDA | Yes | PHW |  | BYDA WATER DN450 | [12 empty] | 450 | [27 empty] | Forreign service raw data.xlsx | 43
PHW-CM-0010 | 3546 |  |  | PHW | Foreign Service | COMMUNICATIONS | PHW-CM-0010 |  |  | D-DWG-PHW-006.2 |  |  | BYDA | Yes | PHW |  | BYDA COMMS DN15 | [12 empty] | 15 | [27 empty] | Forreign service raw data.xlsx | 44
PHW-TT-0030 | 3547.077 | 4416.742 | 869.665 | PHW | Trench Type | TRENCH SECTION |  | 1A | 869.665 | D-DWG-PHW-006.2 | D-DWG-PHW-007.2 |  |  |  | PHW | [42 empty] | Trench Type Register - T2W_PIPELINE.xlsm | 35
PHW-TB-027 | 3549.714 |  |  | PHW | Thrust Block | THRUST BLOCK | PHW-TB-027 | [7 empty] | PHW |  | Type 5 | [11 empty] | DICL | 600 | [27 empty] | Thrust Block Register - T2W_PIPELINE.xlsm | 39 |  |  | Bend
PHW-TB-080 | 3558.423 |  |  | PHW | Thrust Block | THRUST BLOCK | PHW-TB-080 | [7 empty] | PHW |  | Type 7 | [11 empty] | DICL | 150 | [27 empty] | Thrust Block Register - T2W_PIPELINE 24-8.xlsm | 239 |  |  | Tee
PHW-EL-0006 | 3559 |  |  | PHW | Foreign Service | ELECTRICITY | PHW-EL-0006 |  |  | D-DWG-PHW-006.2 |  |  | PUP | Yes | PHW |  | PUP ELECTRICITY | [40 empty] | Forreign service raw data.xlsx | 45
PHW-EL-0007 | 3560 |  |  | PHW | Foreign Service | ELECTRICITY | PHW-EL-0007 |  |  | D-DWG-PHW-006.2 |  |  | PUP | Yes | PHW |  | PUP ELECTRICITY | [40 empty] | Forreign service raw data.xlsx | 46
PHW-CM-0011 | 3762 |  |  | PHW | Foreign Service | COMMUNICATIONS | PHW-CM-0011 |  |  | D-DWG-PHW-006.2 |  | D-DWG-PHW-006_C | BYDA | Yes | PHW |  | BYDA TELSTRA COMMSTUD | [9 empty] | Telstra | [30 empty] | Forreign service raw data.xlsx | 47
PHW-EL-0008 | 3762 |  |  | PHW | Foreign Service | ELECTRICITY | PHW-EL-0008 |  |  | D-DWG-PHW-006.2 |  | D-DWG-PHW-006_C | BYDA | Yes | PHW |  | BYDA ELECTRICITY LV | [40 empty] | Forreign service raw data.xlsx | 48
PHW-TB-028 | 3833.98 |  |  | PHW | Thrust Block | THRUST BLOCK | PHW-TB-028 | [7 empty] | PHW |  | Type 9 | [11 empty] | DICL | 600 | [27 empty] | Thrust Block Register - T2W_PIPELINE.xlsm | 40 |  |  | Bend
PHW-TS-0199 | 3836.4 |  |  | PHW | Trench Stop & Bulkhead | TRENCH STOP | PHW-TS-0199 |  |  | D-DWG-PHW-006 | [47 empty] | Trench&Bulkheads- T2W_PIPELINE.xlsm | 228 | [12 empty] | 1112.5 | 1 | each | 1112.5
PHW-TS-0200 | 3841.4 |  |  | PHW | Trench Stop & Bulkhead | TRENCH STOP | PHW-TS-0200 |  |  | D-DWG-PHW-006 | [47 empty] | Trench&Bulkheads- T2W_PIPELINE.xlsm | 229 | [12 empty] | 1112.5 | 1 | each | 1112.5
PHW-TB-029 | 3843.886 |  |  | PHW | Thrust Block | THRUST BLOCK | PHW-TB-029 | [7 empty] | PHW |  | Type 5 | [11 empty] | DICL | 600 | [27 empty] | Thrust Block Register - T2W_PIPELINE.xlsm | 41 |  |  | Bend
PHW-CM-0012 | 3845 |  |  | PHW | Foreign Service | COMMUNICATIONS | PHW-CM-0012 |  |  | D-DWG-PHW-006.2 |  |  | BYDA | Yes | PHW |  | BYDA COMMS DN15 | [12 empty] | 15 | [27 empty] | Forreign service raw data.xlsx | 49
PHW-WA-0011 | 3847 |  |  | PHW | Foreign Service | WATER | PHW-WA-0011 |  |  | D-DWG-PHW-006.2 |  |  | BYDA | Yes | PHW |  | BYDA WATER DN450 | [12 empty] | 450 | [27 empty] | Forreign service raw data.xlsx | 50
PHW-WA-0012 | 3855 |  |  | PHW | Foreign Service | WATER | PHW-WA-0012 |  |  | D-DWG-PHW-006.2 |  |  | BYDA | Yes | PHW |  | BYDA WATER DN450 | [12 empty] | 450 | [27 empty] | Forreign service raw data.xlsx | 51
PHW-TB-030 | 3858.762 |  |  | PHW | Thrust Block | THRUST BLOCK | PHW-TB-030 | [7 empty] | PHW |  | Type 6 | [11 empty] | DICL | 600 | [27 empty] | Thrust Block Register - T2W_PIPELINE.xlsm | 42 |  |  | Bend
PHW-VG-0044 | 3930 | 3940 | 10 | PHW | Vegetation | TREE REMOVAL | VEG_PHW044 | [49 empty] | 1 LARGE TREE | T2W - Tree Removal TakeOff (V.1).xlsx | 61 | 283 | HEAVY
PHW-VG-0045 | 3950 | 3960 | 10 | PHW | Vegetation | TREE REMOVAL | VEG_PHW045 | [49 empty] | 1 SMALL TREE | T2W - Tree Removal TakeOff (V.1).xlsx | 62 | 99 | LIGHT
PHW-EL-0009 | 4102 |  |  | PHW | Foreign Service | ELECTRICITY | PHW-EL-0009 |  |  | D-DWG-PHW-006.2 |  |  | PUP | Yes | PHW |  | PUP ELECTRICITY | [40 empty] | Forreign service raw data.xlsx | 52
PHW-TS-0201 | 4105.75 |  |  | PHW | Trench Stop & Bulkhead | TRENCH STOP | PHW-TS-0201 |  |  | D-DWG-PHW-006 | [47 empty] | Trench&Bulkheads- T2W_PIPELINE.xlsm | 230 | [12 empty] | 1112.5 | 1 | each | 1112.5
PHW-WA-0013 | 4119 |  |  | PHW | Foreign Service | WATER | PHW-WA-0013 |  |  | D-DWG-PHW-006.2 |  |  | BYDA | Yes | PHW |  | BYDA WATER | [40 empty] | Forreign service raw data.xlsx | 53
PHW-CM-0013 | 4178 |  |  | PHW | Foreign Service | COMMUNICATIONS | PHW-CM-0013 |  |  | D-DWG-PHW-006.2 |  |  | BYDA | Yes | PHW |  | BYDA TELSTRA COMMS DN35 | [9 empty] | Telstra |  |  | 35 | [27 empty] | Forreign service raw data.xlsx | 54
PHW-EL-0010 | 4178 |  |  | PHW | Foreign Service | ELECTRICITY | PHW-EL-0010 |  |  | D-DWG-PHW-006.2 |  |  | PUP | Yes | PHW |  | PUP ELECTRICITY | [40 empty] | Forreign service raw data.xlsx | 55
PHW-TB-031 | 4304.94 |  |  | PHW | Thrust Block | THRUST BLOCK | PHW-TB-031 | [7 empty] | PHW |  | Type 7 | [11 empty] | DICL | 600 | [27 empty] | Thrust Block Register - T2W_PIPELINE.xlsm | 43 |  |  | Bend
PHW-EL-0011 | 4317 |  |  | PHW | Foreign Service | ELECTRICITY | PHW-EL-0011 |  |  | D-DWG-PHW-007.2 |  |  | PUP | Yes | PHW |  | PUP ELECTRICITY | [40 empty] | Forreign service raw data.xlsx | 56
PHW-TS-0202 | 4318.7 |  |  | PHW | Trench Stop & Bulkhead | TRENCH STOP | PHW-TS-0202 |  |  | D-DWG-PHW-007 |  |  |  |  | 7.1 | [42 empty] | Trench&Bulkheads- T2W_PIPELINE.xlsm | 231 | [12 empty] | 1112.5 | 1 | each | 1112.5
PHW-TS-0203 | 4327.2 |  |  | PHW | Trench Stop & Bulkhead | TRENCH STOP | PHW-TS-0203 |  |  | D-DWG-PHW-007 |  |  |  |  | 7.1 | [42 empty] | Trench&Bulkheads- T2W_PIPELINE.xlsm | 232 | [12 empty] | 1112.5 | 1 | each | 1112.5
PHW-TS-0204 | 4335.7 |  |  | PHW | Trench Stop & Bulkhead | TRENCH STOP | PHW-TS-0204 |  |  | D-DWG-PHW-007 |  |  |  |  | 7.1 | [42 empty] | Trench&Bulkheads- T2W_PIPELINE.xlsm | 233 | [12 empty] | 1112.5 | 1 | each | 1112.5
PHW-TB-032 | 4409.494 |  |  | PHW | Thrust Block | THRUST BLOCK | PHW-TB-032 | [7 empty] | PHW |  | Type 4 | [11 empty] | DICL | 600 | [27 empty] | Thrust Block Register - T2W_PIPELINE.xlsm | 44 |  |  | Bend
PHW-TB-033 | 4413.12 |  |  | PHW | Thrust Block | THRUST BLOCK | PHW-TB-033 | [7 empty] | PHW |  | Type 9 | [11 empty] | DICL | 600 | [27 empty] | Thrust Block Register - T2W_PIPELINE.xlsm | 45 |  |  | Bend
PHW-TT-0031 | 4416.742 | 4455.042 | 38.3 | PHW | Trench Type | TRENCH SECTION |  | 8A | 38.3 | D-DWG-PHW-007.2 | D-DWG-PHW-007.2 |  |  |  | PHW | [42 empty] | Trench Type Register - T2W_PIPELINE.xlsm | 36
PHW-RD-0003 | 4416.743 | 4455.043 | 38.3 | PHW | Road & Rail Crossing | MINOR ROAD CROSSING | PHW-RD-0003 |  | 38.3 | [5 empty] | PHW | Morris Road |  | Sealed | 600 |  |  | OD660x6WT MSCL Sintalock Type 2 PN35 Carrier & OD813x12WT MS Enveloper |  |  |  |  | TRC | [15 empty] | Thrust Boring | [14 empty] | T2WRWP-05304-PTW-PPG-SCH-00002_PHW_PWG.xlsx | 10
PHW-CM-0014 | 4417 |  |  | PHW | Foreign Service | COMMUNICATIONS | PHW-CM-0014 |  |  | D-DWG-PHW-007.2 |  |  | BYDA | Yes | PHW |  | BYDA COMMS DN15 | [12 empty] | 15 | [27 empty] | Forreign service raw data.xlsx | 58
PHW-WA-0014 | 4417 |  |  | PHW | Foreign Service | WATER | PHW-WA-0014 |  |  | D-DWG-PHW-007.2 |  |  | BYDA | Yes | PHW |  | BYDA WATER DN450 | [12 empty] | 450 | [27 empty] | Forreign service raw data.xlsx | 57
PHW-CM-0015 | 4435 |  |  | PHW | Foreign Service | COMMUNICATIONS | PHW-CM-0015 |  |  | D-DWG-PHW-007.2 |  |  | BYDA | Yes | PHW |  | BYDA TELSTRA COMMS DN20 | [9 empty] | Telstra |  |  | 20 | [27 empty] | Forreign service raw data.xlsx | 59
PHW-CM-0016 | 4437 |  |  | PHW | Foreign Service | COMMUNICATIONS | PHW-CM-0016 |  |  | D-DWG-PHW-007.2 |  | D-DWG-PHW-007_C | BYDA | Yes | PHW |  | BYDA TELSTRA COMMSTUD | [9 empty] | Telstra | [30 empty] | Forreign service raw data.xlsx | 60
PHW-SW-0003 | 4448 |  |  | PHW | Foreign Service | SEWER | PHW-SW-0003 |  |  | D-DWG-PHW-007.2 |  | D-DWG-PHW-007_C | BYDA | Yes | PHW |  | BYDA TRC SEWER | [9 empty] | Toowoomba Regional Council | [30 empty] | Forreign service raw data.xlsx | 61
PHW-TT-0032 | 4455.042 | 4534.979 | 79.937 | PHW | Trench Type | TRENCH SECTION |  | 4 | 79.937 | D-DWG-PHW-007.2 | D-DWG-PHW-007.2 |  |  |  | PHW | [42 empty] | Trench Type Register - T2W_PIPELINE.xlsm | 37
PHW-TB-081 | 4470 |  |  | PHW | Thrust Block | THRUST BLOCK | PHW-TB-081 | [7 empty] | PHW |  | Type 7 | [11 empty] | DICL | 150 | [27 empty] | Thrust Block Register - T2W_PIPELINE 24-8.xlsm | 240 |  |  | Tee
PHW-TT-0033 | 4534.979 | 4663.144 | 128.165 | PHW | Trench Type | TRENCH SECTION |  | 1A | 128.165 | D-DWG-PHW-007.2 | D-DWG-PHW-007.2 |  |  |  | PHW | [42 empty] | Trench Type Register - T2W_PIPELINE.xlsm | 38
PHW-TS-0205 | 4613.5 |  |  | PHW | Trench Stop & Bulkhead | TRENCH STOP | PHW-TS-0205 |  |  | D-DWG-PHW-007 |  |  |  |  | 7.2 | [42 empty] | Trench&Bulkheads- T2W_PIPELINE.xlsm | 234 | [12 empty] | 1112.5 | 1 | each | 1112.5
PHW-TS-0206 | 4629.9 |  |  | PHW | Trench Stop & Bulkhead | TRENCH STOP | PHW-TS-0206 |  |  | D-DWG-PHW-007 |  |  |  |  | 7.2 | [42 empty] | Trench&Bulkheads- T2W_PIPELINE.xlsm | 235 | [12 empty] | 1112.5 | 1 | each | 1112.5
PHW-TB-082 | 4661.417 |  |  | PHW | Thrust Block | THRUST BLOCK | PHW-TB-082 | [7 empty] | PHW |  | Type 7 | [11 empty] | DICL | 150 | [27 empty] | Thrust Block Register - T2W_PIPELINE 24-8.xlsm | 241 |  |  | Tee
PHW-CC-0003 | 4663 | 4696 | 33 | PHW | Creek Crossing | TRENCHED CREEK CROSSING | PHW-CC-0003 | [7 empty] | PHW |  |  |  |  | LOOSE ROCK | A | [36 empty] | PHw_PWG_Creek_Crossings.xlsx | 5
PHW-TT-0034 | 4663.144 | 4695.751 | 32.607 | PHW | Trench Type | TRENCH SECTION |  | 5 | 32.607 | D-DWG-PHW-007.2 | D-DWG-PHW-007.2 |  |  |  | PHW | [42 empty] | Trench Type Register - T2W_PIPELINE.xlsm | 39
PHW-TT-0035 | 4695.751 | 4712.804 | 17.053 | PHW | Trench Type | TRENCH SECTION |  | 2 | 17.053 | D-DWG-PHW-007.2 | D-DWG-PHW-007.2 |  |  |  | PHW | [42 empty] | Trench Type Register - T2W_PIPELINE.xlsm | 40
PHW-TT-0036 | 4712.804 | 4758.731 | 45.927 | PHW | Trench Type | TRENCH SECTION |  | 1A/1B/1C | 45.927 | D-DWG-PHW-007.2 | D-DWG-PHW-007.2 |  |  |  | PHW | [42 empty] | Trench Type Register - T2W_PIPELINE.xlsm | 41
PHW-TT-0037 | 4758.731 | 5731.564 | 972.833 | PHW | Trench Type | TRENCH SECTION |  | 1A | 972.833 | D-DWG-PHW-007.2 | D-DWG-PHW-009.2 |  |  |  | PHW | [42 empty] | Trench Type Register - T2W_PIPELINE.xlsm | 42
PHW-TS-0207 | 4859.3 |  |  | PHW | Trench Stop & Bulkhead | TRENCH STOP | PHW-TS-0207 |  |  | D-DWG-PHW-007 |  |  |  |  | 7.3 | [42 empty] | Trench&Bulkheads- T2W_PIPELINE.xlsm | 236 | [12 empty] | 1112.5 | 1 | each | 1112.5
PHW-TB-034 | 4859.322 |  |  | PHW | Thrust Block | THRUST BLOCK | PHW-TB-034 | [7 empty] | PHW |  | Type 5 | [11 empty] | DICL | 600 | [27 empty] | Thrust Block Register - T2W_PIPELINE.xlsm | 46 |  |  | Bend
PHW-TS-0208 | 4864.5 |  |  | PHW | Trench Stop & Bulkhead | TRENCH STOP | PHW-TS-0208 |  |  | D-DWG-PHW-007 |  |  |  |  | 7.3 | [42 empty] | Trench&Bulkheads- T2W_PIPELINE.xlsm | 237 | [12 empty] | 1112.5 | 1 | each | 1112.5
PHW-TS-0209 | 4869.7 |  |  | PHW | Trench Stop & Bulkhead | TRENCH STOP | PHW-TS-0209 |  |  | D-DWG-PHW-007 |  |  |  |  | 7.3 | [42 empty] | Trench&Bulkheads- T2W_PIPELINE.xlsm | 238 | [12 empty] | 1112.5 | 1 | each | 1112.5
PHW-TS-0210 | 4876.5 |  |  | PHW | Trench Stop & Bulkhead | TRENCH STOP | PHW-TS-0210 |  |  | D-DWG-PHW-007 |  |  |  |  | 7.3 | [42 empty] | Trench&Bulkheads- T2W_PIPELINE.xlsm | 239 | [12 empty] | 1112.5 | 1 | each | 1112.5
PHW-TS-0211 | 4886.1 |  |  | PHW | Trench Stop & Bulkhead | TRENCH STOP | PHW-TS-0211 |  |  | D-DWG-PHW-007 |  |  |  |  | 7.3 | [42 empty] | Trench&Bulkheads- T2W_PIPELINE.xlsm | 240 | [12 empty] | 1112.5 | 1 | each | 1112.5
PHW-TS-0212 | 4895.7 |  |  | PHW | Trench Stop & Bulkhead | TRENCH STOP | PHW-TS-0212 |  |  | D-DWG-PHW-007 |  |  |  |  | 7.3 | [42 empty] | Trench&Bulkheads- T2W_PIPELINE.xlsm | 241 | [12 empty] | 1112.5 | 1 | each | 1112.5
PHW-VG-0046 | 4900 | 4910 | 10 | PHW | Vegetation | TREE REMOVAL | VEG_PHW046 | [49 empty] | 1 LARGE TREE | T2W - Tree Removal TakeOff (V.1).xlsx | 63 | 309 | HEAVY
PHW-TS-0213 | 4905.3 |  |  | PHW | Trench Stop & Bulkhead | TRENCH STOP | PHW-TS-0213 |  |  | D-DWG-PHW-008 | [47 empty] | Trench&Bulkheads- T2W_PIPELINE.xlsm | 242 | [12 empty] | 1112.5 | 1 | each | 1112.5
PHW-TS-0214 | 4914.9 |  |  | PHW | Trench Stop & Bulkhead | TRENCH STOP | PHW-TS-0214 |  |  | D-DWG-PHW-008 | [47 empty] | Trench&Bulkheads- T2W_PIPELINE.xlsm | 243 | [12 empty] | 1112.5 | 1 | each | 1112.5
PHW-TS-0215 | 4954.1 |  |  | PHW | Trench Stop & Bulkhead | TRENCH STOP | PHW-TS-0215 |  |  | D-DWG-PHW-008 | [47 empty] | Trench&Bulkheads- T2W_PIPELINE.xlsm | 244 | [12 empty] | 1112.5 | 1 | each | 1112.5
PHW-TB-083 | 4961.176 |  |  | PHW | Thrust Block | THRUST BLOCK | PHW-TB-083 | [7 empty] | PHW |  | Type 7 | [11 empty] | DICL | 150 | [27 empty] | Thrust Block Register - T2W_PIPELINE 24-8.xlsm | 242 |  |  | Tee
PHW-TS-0216 | 5182.1 |  |  | PHW | Trench Stop & Bulkhead | TRENCH STOP | PHW-TS-0216 |  |  | D-DWG-PHW-008 | [47 empty] | Trench&Bulkheads- T2W_PIPELINE.xlsm | 245 | [12 empty] | 1112.5 | 1 | each | 1112.5
PHW-TS-0217 | 5195.6 |  |  | PHW | Trench Stop & Bulkhead | TRENCH STOP | PHW-TS-0217 |  |  | D-DWG-PHW-008 | [47 empty] | Trench&Bulkheads- T2W_PIPELINE.xlsm | 246 | [12 empty] | 1112.5 | 1 | each | 1112.5
PHW-TS-0218 | 5209.1 |  |  | PHW | Trench Stop & Bulkhead | TRENCH STOP | PHW-TS-0218 |  |  | D-DWG-PHW-008 | [47 empty] | Trench&Bulkheads- T2W_PIPELINE.xlsm | 247 | [12 empty] | 1112.5 | 1 | each | 1112.5
PHW-TS-0219 | 5222.6 |  |  | PHW | Trench Stop & Bulkhead | TRENCH STOP | PHW-TS-0219 |  |  | D-DWG-PHW-008 | [47 empty] | Trench&Bulkheads- T2W_PIPELINE.xlsm | 248 | [12 empty] | 1112.5 | 1 | each | 1112.5
PHW-TS-0220 | 5236.1 |  |  | PHW | Trench Stop & Bulkhead | TRENCH STOP | PHW-TS-0220 |  |  | D-DWG-PHW-008 | [47 empty] | Trench&Bulkheads- T2W_PIPELINE.xlsm | 249 | [12 empty] | 1112.5 | 1 | each | 1112.5
PHW-TS-0221 | 5249.6 |  |  | PHW | Trench Stop & Bulkhead | TRENCH STOP | PHW-TS-0221 |  |  | D-DWG-PHW-008 | [47 empty] | Trench&Bulkheads- T2W_PIPELINE.xlsm | 250 | [12 empty] | 1112.5 | 1 | each | 1112.5
PHW-TS-0222 | 5263.1 |  |  | PHW | Trench Stop & Bulkhead | TRENCH STOP | PHW-TS-0222 |  |  | D-DWG-PHW-008 | [47 empty] | Trench&Bulkheads- T2W_PIPELINE.xlsm | 251 | [12 empty] | 1112.5 | 1 | each | 1112.5
PHW-TB-035 | 5356.119 |  |  | PHW | Thrust Block | THRUST BLOCK | PHW-TB-035 | [7 empty] | PHW |  | Type 7 | [11 empty] | DICL | 600 | [27 empty] | Thrust Block Register - T2W_PIPELINE.xlsm | 47 |  |  | Bend
PHW-TS-0223 | 5359.75 |  |  | PHW | Trench Stop & Bulkhead | TRENCH STOP | PHW-TS-0223 |  |  | D-DWG-PHW-008 | [47 empty] | Trench&Bulkheads- T2W_PIPELINE.xlsm | 252 | [12 empty] | 1112.5 | 1 | each | 1112.5
PHW-TS-0224 | 5367.35 |  |  | PHW | Trench Stop & Bulkhead | TRENCH STOP | PHW-TS-0224 |  |  | D-DWG-PHW-008 | [47 empty] | Trench&Bulkheads- T2W_PIPELINE.xlsm | 253 | [12 empty] | 1112.5 | 1 | each | 1112.5
PHW-TS-0225 | 5374.95 |  |  | PHW | Trench Stop & Bulkhead | TRENCH STOP | PHW-TS-0225 |  |  | D-DWG-PHW-008 | [47 empty] | Trench&Bulkheads- T2W_PIPELINE.xlsm | 254 | [12 empty] | 1112.5 | 1 | each | 1112.5
PHW-TS-0226 | 5382.55 |  |  | PHW | Trench Stop & Bulkhead | TRENCH STOP | PHW-TS-0226 |  |  | D-DWG-PHW-008 | [47 empty] | Trench&Bulkheads- T2W_PIPELINE.xlsm | 255 | [12 empty] | 1112.5 | 1 | each | 1112.5
PHW-TB-036 | 5386.241 |  |  | PHW | Thrust Block | THRUST BLOCK | PHW-TB-036 | [7 empty] | PHW |  | Type 5 | [11 empty] | DICL | 600 | [27 empty] | Thrust Block Register - T2W_PIPELINE.xlsm | 48 |  |  | Bend
PHW-VG-0047 | 5390 | 5410 | 20 | PHW | Vegetation | TREE REMOVAL | VEG_PHW047 | [49 empty] | 1 LARGE TREE | T2W - Tree Removal TakeOff (V.1).xlsx | 64 | 142 | HEAVY
PHW-TS-0227 | 5390.7 |  |  | PHW | Trench Stop & Bulkhead | TRENCH STOP | PHW-TS-0227 |  |  | D-DWG-PHW-008 | [47 empty] | Trench&Bulkheads- T2W_PIPELINE.xlsm | 256 | [12 empty] | 1112.5 | 1 | each | 1112.5
PHW-TS-0228 | 5401 |  |  | PHW | Trench Stop & Bulkhead | TRENCH STOP | PHW-TS-0228 |  |  | D-DWG-PHW-008 | [47 empty] | Trench&Bulkheads- T2W_PIPELINE.xlsm | 257 | [12 empty] | 1112.5 | 1 | each | 1112.5
PHW-TS-0229 | 5411.3 |  |  | PHW | Trench Stop & Bulkhead | TRENCH STOP | PHW-TS-0229 |  |  | D-DWG-PHW-008 | [47 empty] | Trench&Bulkheads- T2W_PIPELINE.xlsm | 258 | [12 empty] | 1112.5 | 1 | each | 1112.5
PHW-TS-0230 | 5421.6 |  |  | PHW | Trench Stop & Bulkhead | TRENCH STOP | PHW-TS-0230 |  |  | D-DWG-PHW-008 | [47 empty] | Trench&Bulkheads- T2W_PIPELINE.xlsm | 259 | [12 empty] | 1112.5 | 1 | each | 1112.5
PHW-TS-0231 | 5431.9 |  |  | PHW | Trench Stop & Bulkhead | TRENCH STOP | PHW-TS-0231 |  |  | D-DWG-PHW-008 | [47 empty] | Trench&Bulkheads- T2W_PIPELINE.xlsm | 260 | [12 empty] | 1112.5 | 1 | each | 1112.5
PHW-TS-0232 | 5442.2 |  |  | PHW | Trench Stop & Bulkhead | TRENCH STOP | PHW-TS-0232 |  |  | D-DWG-PHW-008 | [47 empty] | Trench&Bulkheads- T2W_PIPELINE.xlsm | 261 | [12 empty] | 1112.5 | 1 | each | 1112.5
PHW-TS-0233 | 5452.5 |  |  | PHW | Trench Stop & Bulkhead | TRENCH STOP | PHW-TS-0233 |  |  | D-DWG-PHW-008 | [47 empty] | Trench&Bulkheads- T2W_PIPELINE.xlsm | 262 | [12 empty] | 1112.5 | 1 | each | 1112.5
PHW-TS-0234 | 5462.8 |  |  | PHW | Trench Stop & Bulkhead | TRENCH STOP | PHW-TS-0234 |  |  | D-DWG-PHW-008 | [47 empty] | Trench&Bulkheads- T2W_PIPELINE.xlsm | 263 | [12 empty] | 1112.5 | 1 | each | 1112.5
PHW-TS-0235 | 5473.1 |  |  | PHW | Trench Stop & Bulkhead | TRENCH STOP | PHW-TS-0235 |  |  | D-DWG-PHW-008 | [47 empty] | Trench&Bulkheads- T2W_PIPELINE.xlsm | 264 | [12 empty] | 1112.5 | 1 | each | 1112.5
PHW-TS-0236 | 5483.4 |  |  | PHW | Trench Stop & Bulkhead | TRENCH STOP | PHW-TS-0236 |  |  | D-DWG-PHW-008 | [47 empty] | Trench&Bulkheads- T2W_PIPELINE.xlsm | 265 | [12 empty] | 1112.5 | 1 | each | 1112.5
PHW-TS-0237 | 5493.7 |  |  | PHW | Trench Stop & Bulkhead | TRENCH STOP | PHW-TS-0237 |  |  | D-DWG-PHW-008 | [47 empty] | Trench&Bulkheads- T2W_PIPELINE.xlsm | 266 | [12 empty] | 1112.5 | 1 | each | 1112.5
PHW-CM-0017 | 5494 |  |  | PHW | Foreign Service | COMMUNICATIONS | PHW-CM-0017 |  |  | D-DWG-PHW-008.2 |  |  | BYDA | Yes | PHW |  | BYDA TELSTRA COMMS | [9 empty] | Telstra | [30 empty] | Forreign service raw data.xlsx | 62
PHW-CM-0018 | 5494 |  |  | PHW | Foreign Service | COMMUNICATIONS | PHW-CM-0018 |  |  | D-DWG-PHW-008.2 |  |  | BYDA | Yes | PHW |  | BYDA TELSTRA COMMS | [9 empty] | Telstra | [30 empty] | Forreign service raw data.xlsx | 63
PHW-TB-037 | 5498.469 |  |  | PHW | Thrust Block | THRUST BLOCK | PHW-TB-037 | [7 empty] | PHW |  | Type 7 | [11 empty] | DICL | 600 | [27 empty] | Thrust Block Register - T2W_PIPELINE.xlsm | 49 |  |  | Bend
PHW-TS-0238 | 5501.6 |  |  | PHW | Trench Stop & Bulkhead | TRENCH STOP | PHW-TS-0238 |  |  | D-DWG-PHW-008 | [47 empty] | Trench&Bulkheads- T2W_PIPELINE.xlsm | 267 | [12 empty] | 1112.5 | 1 | each | 1112.5
PHW-TS-0239 | 5508.4 |  |  | PHW | Trench Stop & Bulkhead | TRENCH STOP | PHW-TS-0239 |  |  | D-DWG-PHW-008 | [47 empty] | Trench&Bulkheads- T2W_PIPELINE.xlsm | 268 | [12 empty] | 1112.5 | 1 | each | 1112.5
PHW-TS-0240 | 5515.2 |  |  | PHW | Trench Stop & Bulkhead | TRENCH STOP | PHW-TS-0240 |  |  | D-DWG-PHW-008 | [47 empty] | Trench&Bulkheads- T2W_PIPELINE.xlsm | 269 | [12 empty] | 1112.5 | 1 | each | 1112.5
PHW-TS-0241 | 5522 |  |  | PHW | Trench Stop & Bulkhead | TRENCH STOP | PHW-TS-0241 |  |  | D-DWG-PHW-008 | [47 empty] | Trench&Bulkheads- T2W_PIPELINE.xlsm | 270 | [12 empty] | 1112.5 | 1 | each | 1112.5
PHW-TS-0242 | 5527.6 |  |  | PHW | Trench Stop & Bulkhead | TRENCH STOP | PHW-TS-0242 |  |  | D-DWG-PHW-008 | [47 empty] | Trench&Bulkheads- T2W_PIPELINE.xlsm | 271 | [12 empty] | 1112.5 | 1 | each | 1112.5
PHW-TS-0243 | 5536 |  |  | PHW | Trench Stop & Bulkhead | TRENCH STOP | PHW-TS-0243 |  |  | D-DWG-PHW-008 | [47 empty] | Trench&Bulkheads- T2W_PIPELINE.xlsm | 272 | [12 empty] | 1112.5 | 1 | each | 1112.5
PHW-TS-0244 | 5544.4 |  |  | PHW | Trench Stop & Bulkhead | TRENCH STOP | PHW-TS-0244 |  |  | D-DWG-PHW-008 | [47 empty] | Trench&Bulkheads- T2W_PIPELINE.xlsm | 273 | [12 empty] | 1112.5 | 1 | each | 1112.5
PHW-TS-0245 | 5552.8 |  |  | PHW | Trench Stop & Bulkhead | TRENCH STOP | PHW-TS-0245 |  |  | D-DWG-PHW-008 | [47 empty] | Trench&Bulkheads- T2W_PIPELINE.xlsm | 274 | [12 empty] | 1112.5 | 1 | each | 1112.5
PHW-TS-0246 | 5561.2 |  |  | PHW | Trench Stop & Bulkhead | TRENCH STOP | PHW-TS-0246 |  |  | D-DWG-PHW-008 | [47 empty] | Trench&Bulkheads- T2W_PIPELINE.xlsm | 275 | [12 empty] | 1112.5 | 1 | each | 1112.5
PHW-TS-0247 | 5569.6 |  |  | PHW | Trench Stop & Bulkhead | TRENCH STOP | PHW-TS-0247 |  |  | D-DWG-PHW-008 | [47 empty] | Trench&Bulkheads- T2W_PIPELINE.xlsm | 276 | [12 empty] | 1112.5 | 1 | each | 1112.5
PHW-TB-038 | 5641.654 |  |  | PHW | Thrust Block | THRUST BLOCK | PHW-TB-038 | [7 empty] | PHW |  | Type 9 | [11 empty] | DICL | 600 | [27 empty] | Thrust Block Register - T2W_PIPELINE.xlsm | 50 |  |  | Bend
PHW-TS-0248 | 5671.2 |  |  | PHW | Trench Stop & Bulkhead | TRENCH STOP | PHW-TS-0248 |  |  | D-DWG-PHW-009 |  |  |  |  | 9.1 | [42 empty] | Trench&Bulkheads- T2W_PIPELINE.xlsm | 277 | [12 empty] | 1112.5 | 1 | each | 1112.5
PHW-TS-0249 | 5682.7 |  |  | PHW | Trench Stop & Bulkhead | TRENCH STOP | PHW-TS-0249 |  |  | D-DWG-PHW-009 |  |  |  |  | 9.1 | [42 empty] | Trench&Bulkheads- T2W_PIPELINE.xlsm | 278 | [12 empty] | 1112.5 | 1 | each | 1112.5
PHW-TS-0250 | 5694.2 |  |  | PHW | Trench Stop & Bulkhead | TRENCH STOP | PHW-TS-0250 |  |  | D-DWG-PHW-009 |  |  |  |  | 9.1 | [42 empty] | Trench&Bulkheads- T2W_PIPELINE.xlsm | 279 | [12 empty] | 1112.5 | 1 | each | 1112.5
PHW-TS-0251 | 5705.7 |  |  | PHW | Trench Stop & Bulkhead | TRENCH STOP | PHW-TS-0251 |  |  | D-DWG-PHW-009 |  |  |  |  | 9.1 | [42 empty] | Trench&Bulkheads- T2W_PIPELINE.xlsm | 280 | [12 empty] | 1112.5 | 1 | each | 1112.5
PHW-TS-0252 | 5717.2 |  |  | PHW | Trench Stop & Bulkhead | TRENCH STOP | PHW-TS-0252 |  |  | D-DWG-PHW-009 |  |  |  |  | 9.1 | [42 empty] | Trench&Bulkheads- T2W_PIPELINE.xlsm | 281 | [12 empty] | 1112.5 | 1 | each | 1112.5
PHW-TB-039 | 5719.91 |  |  | PHW | Thrust Block | THRUST BLOCK | PHW-TB-039 | [7 empty] | PHW |  | Type 7 | [11 empty] | DICL | 600 | [27 empty] | Thrust Block Register - T2W_PIPELINE.xlsm | 51 |  |  | Bend
PHW-TS-0253 | 5723.75 |  |  | PHW | Trench Stop & Bulkhead | TRENCH STOP | PHW-TS-0253 |  |  | D-DWG-PHW-009 |  |  |  |  | 9.2 | [42 empty] | Trench&Bulkheads- T2W_PIPELINE.xlsm | 282 | [12 empty] | 1112.5 | 1 | each | 1112.5
PHW-BS-0025 | 5726.4 |  |  | PHW | Trench Stop & Bulkhead | BULK HEAD | PHW-BS-0025 |  |  | D-DWG-PHW-009 |  |  |  |  | 9.2 | [42 empty] | Trench&Bulkheads- T2W_PIPELINE.xlsm | 283 | [12 empty] | 20507 | 1 | each | 20507
PHW-TS-0254 | 5729.05 |  |  | PHW | Trench Stop & Bulkhead | TRENCH STOP | PHW-TS-0254 |  |  | D-DWG-PHW-009 |  |  |  |  | 9.2 | [42 empty] | Trench&Bulkheads- T2W_PIPELINE.xlsm | 284 | [12 empty] | 1112.5 | 1 | each | 1112.5
PHW-TT-0038 | 5731.564 | 5754.45 | 22.886 | PHW | Trench Type | TRENCH SECTION |  | 4 | 22.886 | D-DWG-PHW-009.2 | D-DWG-PHW-009.2 |  |  |  | PHW | [42 empty] | Trench Type Register - T2W_PIPELINE.xlsm | 43
PHW-BS-0026 | 5733 |  |  | PHW | Trench Stop & Bulkhead | BULK HEAD | PHW-BS-0026 |  |  | D-DWG-PHW-009 |  |  |  |  | 9.3 | [42 empty] | Trench&Bulkheads- T2W_PIPELINE.xlsm | 285 | [12 empty] | 20507 | 1 | each | 20507
PHW-BS-0027 | 5736 |  |  | PHW | Trench Stop & Bulkhead | BULK HEAD | PHW-BS-0027 |  |  | D-DWG-PHW-009 |  |  |  |  | 9.3 | [42 empty] | Trench&Bulkheads- T2W_PIPELINE.xlsm | 286 | [12 empty] | 20507 | 1 | each | 20507
PHW-BS-0028 | 5739 |  |  | PHW | Trench Stop & Bulkhead | BULK HEAD | PHW-BS-0028 |  |  | D-DWG-PHW-009 |  |  |  |  | 9.3 | [42 empty] | Trench&Bulkheads- T2W_PIPELINE.xlsm | 287 | [12 empty] | 20507 | 1 | each | 20507
PHW-BS-0029 | 5742 |  |  | PHW | Trench Stop & Bulkhead | BULK HEAD | PHW-BS-0029 |  |  | D-DWG-PHW-009 |  |  |  |  | 9.3 | [42 empty] | Trench&Bulkheads- T2W_PIPELINE.xlsm | 288 | [12 empty] | 20507 | 1 | each | 20507
PHW-BS-0030 | 5745 |  |  | PHW | Trench Stop & Bulkhead | BULK HEAD | PHW-BS-0030 |  |  | D-DWG-PHW-009 |  |  |  |  | 9.3 | [42 empty] | Trench&Bulkheads- T2W_PIPELINE.xlsm | 289 | [12 empty] | 20507 | 1 | each | 20507
PHW-BS-0031 | 5748 |  |  | PHW | Trench Stop & Bulkhead | BULK HEAD | PHW-BS-0031 |  |  | D-DWG-PHW-009 |  |  |  |  | 9.3 | [42 empty] | Trench&Bulkheads- T2W_PIPELINE.xlsm | 290 | [12 empty] | 20507 | 1 | each | 20507
PHW-BS-0032 | 5751 |  |  | PHW | Trench Stop & Bulkhead | BULK HEAD | PHW-BS-0032 |  |  | D-DWG-PHW-009 |  |  |  |  | 9.3 | [42 empty] | Trench&Bulkheads- T2W_PIPELINE.xlsm | 291 | [12 empty] | 20507 | 1 | each | 20507
PHW-BS-0033 | 5754 |  |  | PHW | Trench Stop & Bulkhead | BULK HEAD | PHW-BS-0033 |  |  | D-DWG-PHW-009 |  |  |  |  | 9.3 | [42 empty] | Trench&Bulkheads- T2W_PIPELINE.xlsm | 292 | [12 empty] | 20507 | 1 | each | 20507
PHW-TT-0039 | 5754.45 | 6114.476 | 360.026 | PHW | Trench Type | TRENCH SECTION |  | 1A | 360.026 | D-DWG-PHW-009.2 | D-DWG-PHW-009.2 |  |  |  | PHW | [42 empty] | Trench Type Register - T2W_PIPELINE.xlsm | 44
PHW-TS-0255 | 5756.6 |  |  | PHW | Trench Stop & Bulkhead | TRENCH STOP | PHW-TS-0255 |  |  | D-DWG-PHW-009 |  |  |  |  | 9.4 | [42 empty] | Trench&Bulkheads- T2W_PIPELINE.xlsm | 293 | [12 empty] | 1112.5 | 1 | each | 1112.5
PHW-TS-0256 | 5761 |  |  | PHW | Trench Stop & Bulkhead | TRENCH STOP | PHW-TS-0256 |  |  | D-DWG-PHW-009 |  |  |  |  | 9.4 | [42 empty] | Trench&Bulkheads- T2W_PIPELINE.xlsm | 294 | [12 empty] | 1112.5 | 1 | each | 1112.5
PHW-TS-0257 | 5765.4 |  |  | PHW | Trench Stop & Bulkhead | TRENCH STOP | PHW-TS-0257 |  |  | D-DWG-PHW-009 |  |  |  |  | 9.4 | [42 empty] | Trench&Bulkheads- T2W_PIPELINE.xlsm | 295 | [12 empty] | 1112.5 | 1 | each | 1112.5
PHW-TS-0258 | 5769.8 |  |  | PHW | Trench Stop & Bulkhead | TRENCH STOP | PHW-TS-0258 |  |  | D-DWG-PHW-009 |  |  |  |  | 9.4 | [42 empty] | Trench&Bulkheads- T2W_PIPELINE.xlsm | 296 | [12 empty] | 1112.5 | 1 | each | 1112.5
PHW-TS-0259 | 5775.3 |  |  | PHW | Trench Stop & Bulkhead | TRENCH STOP | PHW-TS-0259 |  |  | D-DWG-PHW-009 |  |  |  |  | 9.5 | [42 empty] | Trench&Bulkheads- T2W_PIPELINE.xlsm | 297 | [12 empty] | 1112.5 | 1 | each | 1112.5
PHW-TS-0260 | 5783.5 |  |  | PHW | Trench Stop & Bulkhead | TRENCH STOP | PHW-TS-0260 |  |  | D-DWG-PHW-009 |  |  |  |  | 9.5 | [42 empty] | Trench&Bulkheads- T2W_PIPELINE.xlsm | 298 | [12 empty] | 1112.5 | 1 | each | 1112.5
PHW-TS-0261 | 5791.7 |  |  | PHW | Trench Stop & Bulkhead | TRENCH STOP | PHW-TS-0261 |  |  | D-DWG-PHW-009 |  |  |  |  | 9.5 | [42 empty] | Trench&Bulkheads- T2W_PIPELINE.xlsm | 299 | [12 empty] | 1112.5 | 1 | each | 1112.5
PHW-TS-0262 | 5799.9 |  |  | PHW | Trench Stop & Bulkhead | TRENCH STOP | PHW-TS-0262 |  |  | D-DWG-PHW-009 |  |  |  |  | 9.5 | [42 empty] | Trench&Bulkheads- T2W_PIPELINE.xlsm | 300 | [12 empty] | 1112.5 | 1 | each | 1112.5
PHW-TS-0263 | 5808.1 |  |  | PHW | Trench Stop & Bulkhead | TRENCH STOP | PHW-TS-0263 |  |  | D-DWG-PHW-009 |  |  |  |  | 9.5 | [42 empty] | Trench&Bulkheads- T2W_PIPELINE.xlsm | 301 | [12 empty] | 1112.5 | 1 | each | 1112.5
PHW-TS-0264 | 5816.3 |  |  | PHW | Trench Stop & Bulkhead | TRENCH STOP | PHW-TS-0264 |  |  | D-DWG-PHW-009 |  |  |  |  | 9.5 | [42 empty] | Trench&Bulkheads- T2W_PIPELINE.xlsm | 302 | [12 empty] | 1112.5 | 1 | each | 1112.5
PHW-TB-040 | 5823.561 |  |  | PHW | Thrust Block | THRUST BLOCK | PHW-TB-040 | [7 empty] | PHW |  | Type 9 | [11 empty] | DICL | 600 | [27 empty] | Thrust Block Register - T2W_PIPELINE.xlsm | 52 |  |  | Bend
PHW-TS-0265 | 5825.2 |  |  | PHW | Trench Stop & Bulkhead | TRENCH STOP | PHW-TS-0265 |  |  | D-DWG-PHW-009 |  |  |  |  | 9.6 | [42 empty] | Trench&Bulkheads- T2W_PIPELINE.xlsm | 303 | [12 empty] | 1112.5 | 1 | each | 1112.5
PHW-TS-0266 | 5835.2 |  |  | PHW | Trench Stop & Bulkhead | TRENCH STOP | PHW-TS-0266 |  |  | D-DWG-PHW-009 |  |  |  |  | 9.6 | [42 empty] | Trench&Bulkheads- T2W_PIPELINE.xlsm | 304 | [12 empty] | 1112.5 | 1 | each | 1112.5
PHW-VG-0048 | 5840 | 5850 | 10 | PHW | Vegetation | TREE REMOVAL | VEG_PHW048 | [49 empty] | 1 SMALL TREE | T2W - Tree Removal TakeOff (V.1).xlsx | 65 | 85.2 | LIGHT
PHW-TS-0267 | 5845.2 |  |  | PHW | Trench Stop & Bulkhead | TRENCH STOP | PHW-TS-0267 |  |  | D-DWG-PHW-009 |  |  |  |  | 9.6 | [42 empty] | Trench&Bulkheads- T2W_PIPELINE.xlsm | 305 | [12 empty] | 1112.5 | 1 | each | 1112.5
PHW-TB-041 | 5851.91 |  |  | PHW | Thrust Block | THRUST BLOCK | PHW-TB-041 | [7 empty] | PHW |  | Type 7 | [11 empty] | DICL | 600 | [27 empty] | Thrust Block Register - T2W_PIPELINE.xlsm | 53 |  |  | Bend
PHW-TS-0268 | 5852.3 |  |  | PHW | Trench Stop & Bulkhead | TRENCH STOP | PHW-TS-0268 |  |  | D-DWG-PHW-009 |  |  |  |  | 9.7 | [42 empty] | Trench&Bulkheads- T2W_PIPELINE.xlsm | 306 | [12 empty] | 1112.5 | 1 | each | 1112.5
PHW-TS-0269 | 5855.6 |  |  | PHW | Trench Stop & Bulkhead | TRENCH STOP | PHW-TS-0269 |  |  | D-DWG-PHW-009 |  |  |  |  | 9.7 | [42 empty] | Trench&Bulkheads- T2W_PIPELINE.xlsm | 307 | [12 empty] | 1112.5 | 1 | each | 1112.5
PHW-BS-0034 | 5857.25 |  |  | PHW | Trench Stop & Bulkhead | BULK HEAD | PHW-BS-0034 |  |  | D-DWG-PHW-009 |  |  |  |  | 9.7 | [42 empty] | Trench&Bulkheads- T2W_PIPELINE.xlsm | 308 | [12 empty] | 20507 | 1 | each | 20507
PHW-TS-0270 | 5858.9 |  |  | PHW | Trench Stop & Bulkhead | TRENCH STOP | PHW-TS-0270 |  |  | D-DWG-PHW-009 |  |  |  |  | 9.7 | [42 empty] | Trench&Bulkheads- T2W_PIPELINE.xlsm | 309 | [12 empty] | 1112.5 | 1 | each | 1112.5
PHW-TS-0271 | 5862.2 |  |  | PHW | Trench Stop & Bulkhead | TRENCH STOP | PHW-TS-0271 |  |  | D-DWG-PHW-009 |  |  |  |  | 9.7 | [42 empty] | Trench&Bulkheads- T2W_PIPELINE.xlsm | 310 | [12 empty] | 1112.5 | 1 | each | 1112.5
PHW-TS-0272 | 5870 |  |  | PHW | Trench Stop & Bulkhead | TRENCH STOP | PHW-TS-0272 |  |  | D-DWG-PHW-009 |  |  |  |  | 9.8 | [42 empty] | Trench&Bulkheads- T2W_PIPELINE.xlsm | 311 | [12 empty] | 1112.5 | 1 | each | 1112.5
PHW-TS-0273 | 5875 |  |  | PHW | Trench Stop & Bulkhead | TRENCH STOP | PHW-TS-0273 |  |  | D-DWG-PHW-009 |  |  |  |  | 9.8 | [42 empty] | Trench&Bulkheads- T2W_PIPELINE.xlsm | 312 | [12 empty] | 1112.5 | 1 | each | 1112.5
PHW-BS-0035 | 5877.5 |  |  | PHW | Trench Stop & Bulkhead | BULK HEAD | PHW-BS-0035 |  |  | D-DWG-PHW-009 |  |  |  |  | 9.8 | [42 empty] | Trench&Bulkheads- T2W_PIPELINE.xlsm | 313 | [12 empty] | 20507 | 1 | each | 20507
PHW-TS-0274 | 5880 |  |  | PHW | Trench Stop & Bulkhead | TRENCH STOP | PHW-TS-0274 |  |  | D-DWG-PHW-009 |  |  |  |  | 9.8 | [42 empty] | Trench&Bulkheads- T2W_PIPELINE.xlsm | 314 | [12 empty] | 1112.5 | 1 | each | 1112.5
PHW-TS-0275 | 5885 |  |  | PHW | Trench Stop & Bulkhead | TRENCH STOP | PHW-TS-0275 |  |  | D-DWG-PHW-009 |  |  |  |  | 9.8 | [42 empty] | Trench&Bulkheads- T2W_PIPELINE.xlsm | 315 | [12 empty] | 1112.5 | 1 | each | 1112.5
PHW-TS-0276 | 5893.5 |  |  | PHW | Trench Stop & Bulkhead | TRENCH STOP | PHW-TS-0276 |  |  | D-DWG-PHW-009 |  |  |  |  | 9,9 | [42 empty] | Trench&Bulkheads- T2W_PIPELINE.xlsm | 316 | [12 empty] | 1112.5 | 1 | each | 1112.5
PHW-TB-042 | 5909.993 |  |  | PHW | Thrust Block | THRUST BLOCK | PHW-TB-042 | [7 empty] | PHW |  | Type 5 | [11 empty] | DICL | 600 | [27 empty] | Thrust Block Register - T2W_PIPELINE.xlsm | 54 |  |  | Bend
PHW-TS-0277 | 5914.6 |  |  | PHW | Trench Stop & Bulkhead | TRENCH STOP | PHW-TS-0277 |  |  | D-DWG-PHW-009 |  |  |  |  | 9.9.1 | [42 empty] | Trench&Bulkheads- T2W_PIPELINE.xlsm | 317 | [12 empty] | 1112.5 | 1 | each | 1112.5
PHW-TS-0278 | 5952.3 |  |  | PHW | Trench Stop & Bulkhead | TRENCH STOP | PHW-TS-0278 |  |  | D-DWG-PHW-009 |  |  |  |  | 9.1 | [42 empty] | Trench&Bulkheads- T2W_PIPELINE.xlsm | 318 | [12 empty] | 1112.5 | 1 | each | 1112.5
PHW-TS-0279 | 5959.4 |  |  | PHW | Trench Stop & Bulkhead | TRENCH STOP | PHW-TS-0279 |  |  | D-DWG-PHW-009 |  |  |  |  | 9.1 | [42 empty] | Trench&Bulkheads- T2W_PIPELINE.xlsm | 319 | [12 empty] | 1112.5 | 1 | each | 1112.5
PHW-TS-0280 | 5966.5 |  |  | PHW | Trench Stop & Bulkhead | TRENCH STOP | PHW-TS-0280 |  |  | D-DWG-PHW-009 |  |  |  |  | 9.1 | [42 empty] | Trench&Bulkheads- T2W_PIPELINE.xlsm | 320 | [12 empty] | 1112.5 | 1 | each | 1112.5
PHW-VG-0049 | 5970 | 5990 | 20 | PHW | Vegetation | TREE REMOVAL | VEG_PHW049 | [49 empty] | 2 LARGE TREES | T2W - Tree Removal TakeOff (V.1).xlsx | 66 | 212 | HEAVY
PHW-TS-0281 | 5973.6 |  |  | PHW | Trench Stop & Bulkhead | TRENCH STOP | PHW-TS-0281 |  |  | D-DWG-PHW-009 |  |  |  |  | 9.1 | [42 empty] | Trench&Bulkheads- T2W_PIPELINE.xlsm | 321 | [12 empty] | 1112.5 | 1 | each | 1112.5
PHW-TS-0282 | 5980.7 |  |  | PHW | Trench Stop & Bulkhead | TRENCH STOP | PHW-TS-0282 |  |  | D-DWG-PHW-009 |  |  |  |  | 9.1 | [42 empty] | Trench&Bulkheads- T2W_PIPELINE.xlsm | 322 | [12 empty] | 1112.5 | 1 | each | 1112.5
PHW-TS-0283 | 5987.8 |  |  | PHW | Trench Stop & Bulkhead | TRENCH STOP | PHW-TS-0283 |  |  | D-DWG-PHW-009 |  |  |  |  | 9.1 | [42 empty] | Trench&Bulkheads- T2W_PIPELINE.xlsm | 323 | [12 empty] | 1112.5 | 1 | each | 1112.5
PHW-TS-0284 | 5994.9 |  |  | PHW | Trench Stop & Bulkhead | TRENCH STOP | PHW-TS-0284 |  |  | D-DWG-PHW-009 |  |  |  |  | 9.1 | [42 empty] | Trench&Bulkheads- T2W_PIPELINE.xlsm | 324 | [12 empty] | 1112.5 | 1 | each | 1112.5
PHW-TS-0285 | 6002 |  |  | PHW | Trench Stop & Bulkhead | TRENCH STOP | PHW-TS-0285 |  |  | D-DWG-PHW-009 |  |  |  |  | 9.1 | [42 empty] | Trench&Bulkheads- T2W_PIPELINE.xlsm | 325 | [12 empty] | 1112.5 | 1 | each | 1112.5
PHW-TS-0286 | 6009.1 |  |  | PHW | Trench Stop & Bulkhead | TRENCH STOP | PHW-TS-0286 |  |  | D-DWG-PHW-009 |  |  |  |  | 9.1 | [42 empty] | Trench&Bulkheads- T2W_PIPELINE.xlsm | 326 | [12 empty] | 1112.5 | 1 | each | 1112.5
PHW-TS-0287 | 6016.2 |  |  | PHW | Trench Stop & Bulkhead | TRENCH STOP | PHW-TS-0287 |  |  | D-DWG-PHW-009 |  |  |  |  | 9.1 | [42 empty] | Trench&Bulkheads- T2W_PIPELINE.xlsm | 327 | [12 empty] | 1112.5 | 1 | each | 1112.5
PHW-TS-0288 | 6023.3 |  |  | PHW | Trench Stop & Bulkhead | TRENCH STOP | PHW-TS-0288 |  |  | D-DWG-PHW-009 |  |  |  |  | 9.1 | [42 empty] | Trench&Bulkheads- T2W_PIPELINE.xlsm | 328 | [12 empty] | 1112.5 | 1 | each | 1112.5
PHW-TS-0289 | 6030.4 |  |  | PHW | Trench Stop & Bulkhead | TRENCH STOP | PHW-TS-0289 |  |  | D-DWG-PHW-009 |  |  |  |  | 9.1 | [42 empty] | Trench&Bulkheads- T2W_PIPELINE.xlsm | 329 | [12 empty] | 1112.5 | 1 | each | 1112.5
PHW-TS-0290 | 6037.5 |  |  | PHW | Trench Stop & Bulkhead | TRENCH STOP | PHW-TS-0290 |  |  | D-DWG-PHW-009 |  |  |  |  | 9.1 | [42 empty] | Trench&Bulkheads- T2W_PIPELINE.xlsm | 330 | [12 empty] | 1112.5 | 1 | each | 1112.5
PHW-TS-0291 | 6042.5 |  |  | PHW | Trench Stop & Bulkhead | TRENCH STOP | PHW-TS-0291 |  |  | D-DWG-PHW-009 |  |  |  |  | 9.11 | [42 empty] | Trench&Bulkheads- T2W_PIPELINE.xlsm | 331 | [12 empty] | 1112.5 | 1 | each | 1112.5
PHW-TS-0292 | 6048.1 |  |  | PHW | Trench Stop & Bulkhead | TRENCH STOP | PHW-TS-0292 |  |  | D-DWG-PHW-009 |  |  |  |  | 9.11 | [42 empty] | Trench&Bulkheads- T2W_PIPELINE.xlsm | 332 | [12 empty] | 1112.5 | 1 | each | 1112.5
PHW-BS-0036 | 6053.7 |  |  | PHW | Trench Stop & Bulkhead | BULK HEAD | PHW-BS-0036 |  |  | D-DWG-PHW-009 |  |  |  |  | 9.11 | [42 empty] | Trench&Bulkheads- T2W_PIPELINE.xlsm | 333 | [12 empty] | 20507 | 1 | each | 20507
PHW-TS-0293 | 6059.3 |  |  | PHW | Trench Stop & Bulkhead | TRENCH STOP | PHW-TS-0293 |  |  | D-DWG-PHW-009 |  |  |  |  | 9.11 | [42 empty] | Trench&Bulkheads- T2W_PIPELINE.xlsm | 334 | [12 empty] | 1112.5 | 1 | each | 1112.5
PHW-TS-0294 | 6064.9 |  |  | PHW | Trench Stop & Bulkhead | TRENCH STOP | PHW-TS-0294 |  |  | D-DWG-PHW-009 |  |  |  |  | 9.11 | [42 empty] | Trench&Bulkheads- T2W_PIPELINE.xlsm | 335 | [12 empty] | 1112.5 | 1 | each | 1112.5
PHW-BS-0037 | 6070.5 |  |  | PHW | Trench Stop & Bulkhead | BULK HEAD | PHW-BS-0037 |  |  | D-DWG-PHW-009 |  |  |  |  | 9.11 | [42 empty] | Trench&Bulkheads- T2W_PIPELINE.xlsm | 336 | [12 empty] | 20507 | 1 | each | 20507
PHW-TS-0295 | 6076.1 |  |  | PHW | Trench Stop & Bulkhead | TRENCH STOP | PHW-TS-0295 |  |  | D-DWG-PHW-009 |  |  |  |  | 9.11 | [42 empty] | Trench&Bulkheads- T2W_PIPELINE.xlsm | 337 | [12 empty] | 1112.5 | 1 | each | 1112.5
PHW-TS-0296 | 6081.7 |  |  | PHW | Trench Stop & Bulkhead | TRENCH STOP | PHW-TS-0296 |  |  | D-DWG-PHW-009 |  |  |  |  | 9.11 | [42 empty] | Trench&Bulkheads- T2W_PIPELINE.xlsm | 338 | [12 empty] | 1112.5 | 1 | each | 1112.5
PHW-BS-0038 | 6087.3 |  |  | PHW | Trench Stop & Bulkhead | BULK HEAD | PHW-BS-0038 |  |  | D-DWG-PHW-009 |  |  |  |  | 9.11 | [42 empty] | Trench&Bulkheads- T2W_PIPELINE.xlsm | 339 | [12 empty] | 20507 | 1 | each | 20507
PHW-TS-0297 | 6092.9 |  |  | PHW | Trench Stop & Bulkhead | TRENCH STOP | PHW-TS-0297 |  |  | D-DWG-PHW-009 |  |  |  |  | 9.11 | [42 empty] | Trench&Bulkheads- T2W_PIPELINE.xlsm | 340 | [12 empty] | 1112.5 | 1 | each | 1112.5
PHW-TS-0298 | 6098.5 |  |  | PHW | Trench Stop & Bulkhead | TRENCH STOP | PHW-TS-0298 |  |  | D-DWG-PHW-009 |  |  |  |  | 9.11 | [42 empty] | Trench&Bulkheads- T2W_PIPELINE.xlsm | 341 | [12 empty] | 1112.5 | 1 | each | 1112.5
PHW-TB-043 | 6101.187 |  |  | PHW | Thrust Block | THRUST BLOCK | PHW-TB-043 | [7 empty] | PHW |  | Type 7 | [11 empty] | DICL | 600 | [27 empty] | Thrust Block Register - T2W_PIPELINE.xlsm | 55 |  |  | Bend
PHW-TS-0299 | 6104 |  |  | PHW | Trench Stop & Bulkhead | TRENCH STOP | PHW-TS-0299 |  |  | D-DWG-PHW-009 |  |  |  |  | 9.12 | [42 empty] | Trench&Bulkheads- T2W_PIPELINE.xlsm | 342 | [12 empty] | 1112.5 | 1 | each | 1112.5
PHW-TS-0300 | 6111.8 |  |  | PHW | Trench Stop & Bulkhead | TRENCH STOP | PHW-TS-0300 |  |  | D-DWG-PHW-009 |  |  |  |  | 9.12 | [42 empty] | Trench&Bulkheads- T2W_PIPELINE.xlsm | 343 | [12 empty] | 1112.5 | 1 | each | 1112.5
PHW-TT-0040 | 6114.476 | 6160.84 | 46.364 | PHW | Trench Type | TRENCH SECTION |  | 4 | 46.364 | D-DWG-PHW-009.2 | D-DWG-PHW-009.2 |  |  |  | PHW | [42 empty] | Trench Type Register - T2W_PIPELINE.xlsm | 45
PHW-GA-0001 | 6125 |  |  | PHW | Foreign Service | GAS | PHW-GA-0001 |  |  | D-DWG-PHW-009.2 |  |  | BYDA | Yes | PHW |  | BYDA GAS DN400 | [9 empty] | APA Group |  |  | 400 | [26 empty] | LOCATION/DEPTH OF DUAL APA GAS MAINS NOT KNOWN. CONTRACTOR TO CONFIRM PRIOR TO CONSTRUCTION. | Forreign service raw data.xlsx | 64
PHW-GA-0002 | 6141 |  |  | PHW | Foreign Service | GAS | PHW-GA-0002 |  |  | D-DWG-PHW-009.2 |  |  | BYDA | Yes | PHW |  | BYDA GAS DN400 | [12 empty] | 400 | [27 empty] | Forreign service raw data.xlsx | 65
PHW-TS-0301 | 6160.84 |  |  | PHW | Trench Stop & Bulkhead | TRENCH STOP | PHW-TS-0301 |  |  | D-DWG-PHW-009 |  |  |  |  | 9.13 | [42 empty] | Trench&Bulkheads- T2W_PIPELINE.xlsm | 344 | [12 empty] | 1112.5 | 1 | each | 1112.5
PHW-TT-0041 | 6160.84 | 6368.309 | 207.469 | PHW | Trench Type | TRENCH SECTION |  | 1A | 207.469 | D-DWG-PHW-009.2 | D-DWG-PHW-010.2 |  |  |  | PHW | [42 empty] | Trench Type Register - T2W_PIPELINE.xlsm | 46
PHW-TS-0302 | 6169.24 |  |  | PHW | Trench Stop & Bulkhead | TRENCH STOP | PHW-TS-0302 |  |  | D-DWG-PHW-009 |  |  |  |  | 9.13 | [42 empty] | Trench&Bulkheads- T2W_PIPELINE.xlsm | 345 | [12 empty] | 1112.5 | 1 | each | 1112.5
PHW-TS-0303 | 6177.64 |  |  | PHW | Trench Stop & Bulkhead | TRENCH STOP | PHW-TS-0303 |  |  | D-DWG-PHW-009 |  |  |  |  | 9.13 | [42 empty] | Trench&Bulkheads- T2W_PIPELINE.xlsm | 346 | [12 empty] | 1112.5 | 1 | each | 1112.5
PHW-TB-044 | 6181.401 |  |  | PHW | Thrust Block | THRUST BLOCK | PHW-TB-044 | [7 empty] | PHW |  | Type 7 | [11 empty] | MSCL | 650 | [27 empty] | Thrust Block Register - T2W_PIPELINE.xlsm | 56 |  |  | Bend
PHW-TS-0304 | 6186.04 |  |  | PHW | Trench Stop & Bulkhead | TRENCH STOP | PHW-TS-0304 |  |  | D-DWG-PHW-009 |  |  |  |  | 9.13 | [42 empty] | Trench&Bulkheads- T2W_PIPELINE.xlsm | 347 | [12 empty] | 1112.5 | 1 | each | 1112.5
PHW-GA-0003 | 6194 |  |  | PHW | Foreign Service | GAS | PHW-GA-0003 |  |  | D-DWG-PHW-009.2 |  |  | BYDA | Yes | PHW |  | BYDA GAS DN400 | [12 empty] | 400 | [27 empty] | Forreign service raw data.xlsx | 66
PHW-TS-0305 | 6194.44 |  |  | PHW | Trench Stop & Bulkhead | TRENCH STOP | PHW-TS-0305 |  |  | D-DWG-PHW-009 |  |  |  |  | 9.13 | [42 empty] | Trench&Bulkheads- T2W_PIPELINE.xlsm | 348 | [12 empty] | 1112.5 | 1 | each | 1112.5
PHW-TS-0306 | 6202.84 |  |  | PHW | Trench Stop & Bulkhead | TRENCH STOP | PHW-TS-0306 |  |  | D-DWG-PHW-009 |  |  |  |  | 9.13 | [42 empty] | Trench&Bulkheads- T2W_PIPELINE.xlsm | 349 | [12 empty] | 1112.5 | 1 | each | 1112.5
PHW-TS-0307 | 6211.24 |  |  | PHW | Trench Stop & Bulkhead | TRENCH STOP | PHW-TS-0307 |  |  | D-DWG-PHW-009 |  |  |  |  | 9.13 | [42 empty] | Trench&Bulkheads- T2W_PIPELINE.xlsm | 350 | [12 empty] | 1112.5 | 1 | each | 1112.5
PHW-TS-0308 | 6219.64 |  |  | PHW | Trench Stop & Bulkhead | TRENCH STOP | PHW-TS-0308 |  |  | D-DWG-PHW-009 |  |  |  |  | 9.13 | [42 empty] | Trench&Bulkheads- T2W_PIPELINE.xlsm | 351 | [12 empty] | 1112.5 | 1 | each | 1112.5
PHW-TS-0309 | 6228.04 |  |  | PHW | Trench Stop & Bulkhead | TRENCH STOP | PHW-TS-0309 |  |  | D-DWG-PHW-009 |  |  |  |  | 9.13 | [42 empty] | Trench&Bulkheads- T2W_PIPELINE.xlsm | 352 | [12 empty] | 1112.5 | 1 | each | 1112.5
PHW-TS-0310 | 6236.44 |  |  | PHW | Trench Stop & Bulkhead | TRENCH STOP | PHW-TS-0310 |  |  | D-DWG-PHW-009 |  |  |  |  | 9.13 | [42 empty] | Trench&Bulkheads- T2W_PIPELINE.xlsm | 353 | [12 empty] | 1112.5 | 1 | each | 1112.5
PHW-EL-0012 | 6237 |  |  | PHW | Foreign Service | ELECTRICITY | PHW-EL-0012 |  |  | D-DWG-PHW-009.2 |  | D-DWG-PHW-009_C | PUP | Yes | PHW |  | PUP ELECTRICITY | [40 empty] | Forreign service raw data.xlsx | 67
PHW-TS-0311 | 6244.84 |  |  | PHW | Trench Stop & Bulkhead | TRENCH STOP | PHW-TS-0311 |  |  | D-DWG-PHW-009 |  |  |  |  | 9.13 | [42 empty] | Trench&Bulkheads- T2W_PIPELINE.xlsm | 354 | [12 empty] | 1112.5 | 1 | each | 1112.5
PHW-TS-0312 | 6253.24 |  |  | PHW | Trench Stop & Bulkhead | TRENCH STOP | PHW-TS-0312 |  |  | D-DWG-PHW-009 |  |  |  |  | 9.13 | [42 empty] | Trench&Bulkheads- T2W_PIPELINE.xlsm | 355 | [12 empty] | 1112.5 | 1 | each | 1112.5
PHW-TS-0313 | 6261.64 |  |  | PHW | Trench Stop & Bulkhead | TRENCH STOP | PHW-TS-0313 |  |  | D-DWG-PHW-009 |  |  |  |  | 9.13 | [42 empty] | Trench&Bulkheads- T2W_PIPELINE.xlsm | 356 | [12 empty] | 1112.5 | 1 | each | 1112.5
PHW-TS-0314 | 6270.6 |  |  | PHW | Trench Stop & Bulkhead | TRENCH STOP | PHW-TS-0314 |  |  | D-DWG-PHW-009 |  |  |  |  | 9.14 | [42 empty] | Trench&Bulkheads- T2W_PIPELINE.xlsm | 357 | [12 empty] | 1112.5 | 1 | each | 1112.5
PHW-TS-0315 | 6287.2 |  |  | PHW | Trench Stop & Bulkhead | TRENCH STOP | PHW-TS-0315 |  |  | D-DWG-PHW-009 |  |  |  |  | 9.14 | [42 empty] | Trench&Bulkheads- T2W_PIPELINE.xlsm | 358 | [12 empty] | 1112.5 | 1 | each | 1112.5
PHW-TS-0316 | 6303.8 |  |  | PHW | Trench Stop & Bulkhead | TRENCH STOP | PHW-TS-0316 |  |  | D-DWG-PHW-010 |  |  |  |  | 9.14 | [42 empty] | Trench&Bulkheads- T2W_PIPELINE.xlsm | 359 | [12 empty] | 1112.5 | 1 | each | 1112.5
PHW-TS-0317 | 6320.4 |  |  | PHW | Trench Stop & Bulkhead | TRENCH STOP | PHW-TS-0317 |  |  | D-DWG-PHW-010 |  |  |  |  | 9.14 | [42 empty] | Trench&Bulkheads- T2W_PIPELINE.xlsm | 360 | [12 empty] | 1112.5 | 1 | each | 1112.5
PHW-TS-0318 | 6337 |  |  | PHW | Trench Stop & Bulkhead | TRENCH STOP | PHW-TS-0318 |  |  | D-DWG-PHW-010 | [47 empty] | Trench&Bulkheads- T2W_PIPELINE.xlsm | 361 | [12 empty] | 1112.5 | 1 | each | 1112.5
PHW-TS-0319 | 6350.6 |  |  | PHW | Trench Stop & Bulkhead | TRENCH STOP | PHW-TS-0319 |  |  | D-DWG-PHW-010 | [47 empty] | Trench&Bulkheads- T2W_PIPELINE.xlsm | 362 | [12 empty] | 1112.5 | 1 | each | 1112.5
PHW-TS-0320 | 6366.1 |  |  | PHW | Trench Stop & Bulkhead | TRENCH STOP | PHW-TS-0320 |  |  | D-DWG-PHW-010 | [47 empty] | Trench&Bulkheads- T2W_PIPELINE.xlsm | 363 | [12 empty] | 1112.5 | 1 | each | 1112.5
PHW-RD-0004 | 6368.309 | 6385.309 | 17 | PHW | Road & Rail Crossing | MINOR ROAD CROSSING | PHW-RD-0004 |  | 17 | [5 empty] | PHW | Ganzer Road |  | Sealed | 600 |  |  | DN600 PN35 DICL RRJ | 17 |  |  |  | TRC | [15 empty] | Open Trenching | [14 empty] | T2WRWP-05304-PTW-PPG-SCH-00002_PHW_PWG.xlsx | 11
PHW-TT-0042 | 6368.309 | 6392.653 | 24.344 | PHW | Trench Type | TRENCH SECTION |  | 6 | 24.344 | D-DWG-PHW-010.2 | D-DWG-PHW-010.2 |  |  |  | PHW | [42 empty] | Trench Type Register - T2W_PIPELINE.xlsm | 47
PHW-TS-0321 | 6381.6 |  |  | PHW | Trench Stop & Bulkhead | TRENCH STOP | PHW-TS-0321 |  |  | D-DWG-PHW-010 | [47 empty] | Trench&Bulkheads- T2W_PIPELINE.xlsm | 364 | [12 empty] | 1112.5 | 1 | each | 1112.5
PHW-TT-0043 | 6392.653 | 6481.011 | 88.358 | PHW | Trench Type | TRENCH SECTION |  | 1A | 88.358 | D-DWG-PHW-010.2 | D-DWG-PHW-010.2 |  |  |  | PHW | [42 empty] | Trench Type Register - T2W_PIPELINE.xlsm | 48
PHW-TS-0322 | 6397.1 |  |  | PHW | Trench Stop & Bulkhead | TRENCH STOP | PHW-TS-0322 |  |  | D-DWG-PHW-010 | [47 empty] | Trench&Bulkheads- T2W_PIPELINE.xlsm | 365 | [12 empty] | 1112.5 | 1 | each | 1112.5
PHW-TS-0323 | 6419.3 |  |  | PHW | Trench Stop & Bulkhead | TRENCH STOP | PHW-TS-0323 |  |  | D-DWG-PHW-010 | [47 empty] | Trench&Bulkheads- T2W_PIPELINE.xlsm | 366 | [12 empty] | 1112.5 | 1 | each | 1112.5
PHW-TS-0324 | 6426.4 |  |  | PHW | Trench Stop & Bulkhead | TRENCH STOP | PHW-TS-0324 |  |  | D-DWG-PHW-010 | [47 empty] | Trench&Bulkheads- T2W_PIPELINE.xlsm | 367 | [12 empty] | 1112.5 | 1 | each | 1112.5
PHW-BS-0039 | 6429.35 |  |  | PHW | Trench Stop & Bulkhead | BULK HEAD | PHW-BS-0039 |  |  | D-DWG-PHW-010 | [47 empty] | Trench&Bulkheads- T2W_PIPELINE.xlsm | 368 | [12 empty] | 20507 | 1 | each | 20507
PHW-TS-0325 | 6432.3 |  |  | PHW | Trench Stop & Bulkhead | TRENCH STOP | PHW-TS-0325 |  |  | D-DWG-PHW-010 | [47 empty] | Trench&Bulkheads- T2W_PIPELINE.xlsm | 369 | [12 empty] | 1112.5 | 1 | each | 1112.5
PHW-TS-0326 | 6452.5 |  |  | PHW | Trench Stop & Bulkhead | TRENCH STOP | PHW-TS-0326 |  |  | D-DWG-PHW-010 | [47 empty] | Trench&Bulkheads- T2W_PIPELINE.xlsm | 370 | [12 empty] | 1112.5 | 1 | each | 1112.5
PHW-TS-0327 | 6459.5 |  |  | PHW | Trench Stop & Bulkhead | TRENCH STOP | PHW-TS-0327 |  |  | D-DWG-PHW-010 | [47 empty] | Trench&Bulkheads- T2W_PIPELINE.xlsm | 371 | [12 empty] | 1112.5 | 1 | each | 1112.5
PHW-TS-0328 | 6466.5 |  |  | PHW | Trench Stop & Bulkhead | TRENCH STOP | PHW-TS-0328 |  |  | D-DWG-PHW-010 | [47 empty] | Trench&Bulkheads- T2W_PIPELINE.xlsm | 372 | [12 empty] | 1112.5 | 1 | each | 1112.5
PHW-BS-0040 | 6474 |  |  | PHW | Trench Stop & Bulkhead | BULK HEAD | PHW-BS-0040 |  |  | D-DWG-PHW-010 | [47 empty] | Trench&Bulkheads- T2W_PIPELINE.xlsm | 373 | [12 empty] | 20507 | 1 | each | 20507
PHW-TT-0044 | 6481.011 | 6506.275 | 25.264 | PHW | Trench Type | TRENCH SECTION |  | 4 | 25.264 | D-DWG-PHW-010.2 | D-DWG-PHW-010.2 |  |  |  | PHW | [42 empty] | Trench Type Register - T2W_PIPELINE.xlsm | 49
PHW-FN-0016 | 6486 |  |  | PHW | Foreign Service | FENCE | PHW-FN-0016 |  |  | D-DWG-PHW-010.2 |  |  |  | Yes | PHW |  | FENCE LINE NO POST - WIRE ONLY | [40 empty] | Forreign service raw data.xlsx | 68
PHW-GA-0004 | 6488 |  |  | PHW | Foreign Service | GAS | PHW-GA-0004 |  |  | D-DWG-PHW-010.2 |  |  | PUP | Yes | PHW |  | PUP GAS DN250 | [9 empty] | APA Group |  |  | 250 | [26 empty] | LOCATION/DEPTH OF DUAL APA GAS MAINS NOT KNOWN. CONTRACTOR TO CONFIRM PRIOR TO CONSTRUCTION. | Forreign service raw data.xlsx | 69
PHW-GA-0005 | 6494 |  |  | PHW | Foreign Service | GAS | PHW-GA-0005 |  |  | D-DWG-PHW-010.2 |  |  | PUP | Yes | PHW |  | PUP GAS DN400 | [9 empty] | APA Group |  |  | 400 | [26 empty] | LOCATION/DEPTH OF DUAL APA GAS MAINS NOT KNOWN. CONTRACTOR TO CONFIRM PRIOR TO CONSTRUCTION. | Forreign service raw data.xlsx | 70
PHW-TT-0045 | 6506.275 | 6772.73 | 266.455 | PHW | Trench Type | TRENCH SECTION |  | 1A | 266.455 | D-DWG-PHW-010.2 | D-DWG-PHW-010.2 |  |  |  | PHW | [42 empty] | Trench Type Register - T2W_PIPELINE.xlsm | 50
PHW-TS-0329 | 6525.9 |  |  | PHW | Trench Stop & Bulkhead | TRENCH STOP | PHW-TS-0329 |  |  | D-DWG-PHW-010 | [47 empty] | Trench&Bulkheads- T2W_PIPELINE.xlsm | 374 | [12 empty] | 1112.5 | 1 | each | 1112.5
PHW-TS-0330 | 6545.1 |  |  | PHW | Trench Stop & Bulkhead | TRENCH STOP | PHW-TS-0330 |  |  | D-DWG-PHW-010 | [47 empty] | Trench&Bulkheads- T2W_PIPELINE.xlsm | 375 | [12 empty] | 1112.5 | 1 | each | 1112.5
PHW-TS-0331 | 6564.3 |  |  | PHW | Trench Stop & Bulkhead | TRENCH STOP | PHW-TS-0331 |  |  | D-DWG-PHW-010 | [47 empty] | Trench&Bulkheads- T2W_PIPELINE.xlsm | 376 | [12 empty] | 1112.5 | 1 | each | 1112.5
PHW-VG-0050 | 6620 | 6630 | 10 | PHW | Vegetation | TREE REMOVAL | VEG_PHW050 | [49 empty] | 1 SMALL TREE | T2W - Tree Removal TakeOff (V.1).xlsx | 67 | 27 | LIGHT
PHW-TT-0046 | 6772.73 | 6792.875 | 20.145 | PHW | Trench Type | TRENCH SECTION |  | 5 | 20.145 | D-DWG-PHW-010.2 | D-DWG-PHW-010.2 |  |  |  | PHW | [42 empty] | Trench Type Register - T2W_PIPELINE.xlsm | 51
PHW-CC-0004 | 6773 | 6793 | 20 | PHW | Creek Crossing | TRENCHED CREEK CROSSING | PHW-CC-0004 | [7 empty] | PHW |  |  |  |  | LOOSE ROCK | A | [36 empty] | PHw_PWG_Creek_Crossings.xlsx | 6
PHW-TT-0047 | 6792.875 | 6886.695 | 93.82 | PHW | Trench Type | TRENCH SECTION |  | 1A | 93.82 | D-DWG-PHW-010.2 | D-DWG-PHW-010.2 |  |  |  | PHW | [42 empty] | Trench Type Register - T2W_PIPELINE.xlsm | 52
PHW-TB-084 | 6796.976 |  |  | PHW | Thrust Block | THRUST BLOCK | PHW-TB-084 | [7 empty] | PHW |  | Type 7 | [11 empty] | DICL | 150 | [27 empty] | Thrust Block Register - T2W_PIPELINE 24-8.xlsm | 243 |  |  | Tee
PHW-TT-0048 | 6886.695 | 6934.724 | 48.029 | PHW | Trench Type | TRENCH SECTION |  | 5 | 48.029 | D-DWG-PHW-010.2 | D-DWG-PHW-010.2 |  |  |  | PHW | [42 empty] | Trench Type Register - T2W_PIPELINE.xlsm | 53
PHW-CC-0005 | 6887 | 6935 | 48 | PHW | Creek Crossing | TRENCHED CREEK CROSSING | PHW-CC-0005 | [7 empty] | PHW |  |  |  |  | LOOSE ROCK | A | [36 empty] | PHw_PWG_Creek_Crossings.xlsx | 7
PHW-TT-0049 | 6934.724 | 6980.09 | 45.366 | PHW | Trench Type | TRENCH SECTION |  | 1A | 45.366 | D-DWG-PHW-010.2 | D-DWG-PHW-010.2 |  |  |  | PHW | [42 empty] | Trench Type Register - T2W_PIPELINE.xlsm | 54
PHW-TS-0332 | 6937.9 |  |  | PHW | Trench Stop & Bulkhead | TRENCH STOP | PHW-TS-0332 |  |  | D-DWG-PHW-010 | [47 empty] | Trench&Bulkheads- T2W_PIPELINE.xlsm | 377 | [12 empty] | 1112.5 | 1 | each | 1112.5
PHW-TS-0333 | 6947.1 |  |  | PHW | Trench Stop & Bulkhead | TRENCH STOP | PHW-TS-0333 |  |  | D-DWG-PHW-010 | [47 empty] | Trench&Bulkheads- T2W_PIPELINE.xlsm | 378 | [12 empty] | 1112.5 | 1 | each | 1112.5
PHW-TS-0334 | 6956.3 |  |  | PHW | Trench Stop & Bulkhead | TRENCH STOP | PHW-TS-0334 |  |  | D-DWG-PHW-010 | [47 empty] | Trench&Bulkheads- T2W_PIPELINE.xlsm | 379 | [12 empty] | 1112.5 | 1 | each | 1112.5
PHW-TS-0335 | 6965.5 |  |  | PHW | Trench Stop & Bulkhead | TRENCH STOP | PHW-TS-0335 |  |  | D-DWG-PHW-010 | [47 empty] | Trench&Bulkheads- T2W_PIPELINE.xlsm | 380 | [12 empty] | 1112.5 | 1 | each | 1112.5
PHW-RD-0005 | 6980.09 | 7035.325 | 55.235 | PHW | Road & Rail Crossing | MAJOR ROAD CROSSING | PHW-RD-0005 |  | 55.235 | [5 empty] | PHW | Gowrie Junction road |  | Sealed | 600 |  |  | OD660x6WT MSCL Sintalock Type 2 PN35 Carrier & OD813x12WT MS Enveloper |  |  |  |  | TRC | [15 empty] | Thrust Boring | [14 empty] | T2WRWP-05304-PTW-PPG-SCH-00002_PHW_PWG.xlsx | 12
PHW-TT-0050 | 6980.09 | 7035.325 | 55.235 | PHW | Trench Type | TRENCH SECTION |  | 8A | 55.235 | D-DWG-PHW-010.2 | D-DWG-PHW-011.2 |  |  |  | PHW | [42 empty] | Trench Type Register - T2W_PIPELINE.xlsm | 55
PHW-FN-0017 | 6993 |  |  | PHW | Foreign Service | FENCE | PHW-FN-0017 |  |  | D-DWG-PHW-010.2 |  |  |  | Yes | PHW |  | FENCE LINE NO POSTS | [40 empty] | Forreign service raw data.xlsx | 71
PHW-FN-0018 | 6993 |  |  | PHW | Foreign Service | FENCE | PHW-FN-0018 |  |  | D-DWG-PHW-010.2 |  |  |  | Yes | PHW |  | FENCE LINE NO POSTS | [40 empty] | Forreign service raw data.xlsx | 72
PHW-CM-0019 | 6995 |  |  | PHW | Foreign Service | COMMUNICATIONS | PHW-CM-0019 |  |  | D-DWG-PHW-010.2 |  |  | BYDA | Yes | PHW |  | BYDA TELSTRA COMMSTUD | [9 empty] | Telstra | [30 empty] | Forreign service raw data.xlsx | 73
PHW-CM-0020 | 6996 |  |  | PHW | Foreign Service | COMMUNICATIONS | PHW-CM-0020 |  |  | D-DWG-PHW-010.2 |  |  | BYDA | Yes | PHW |  | BYDA TELSTRA COMMSTUD | [9 empty] | Telstra | [30 empty] | Forreign service raw data.xlsx | 74
PHW-CM-0021 | 6996 |  |  | PHW | Foreign Service | COMMUNICATIONS | PHW-CM-0021 |  |  | D-DWG-PHW-010.2 |  |  | BYDA | Yes | PHW |  | BYDA TELSTRA COMMSTUD | [9 empty] | Telstra | [30 empty] | Forreign service raw data.xlsx | 75
PHW-CM-0022 | 6997 |  |  | PHW | Foreign Service | COMMUNICATIONS | PHW-CM-0022 |  |  | D-DWG-PHW-010.2 |  |  | BYDA | Yes | PHW |  | BYDA TELSTRA COMMSTUD | [9 empty] | Telstra | [30 empty] | Forreign service raw data.xlsx | 76
PHW-CM-0023 | 6998 |  |  | PHW | Foreign Service | COMMUNICATIONS | PHW-CM-0023 |  |  | D-DWG-PHW-010.2 |  |  | BYDA | Yes | PHW |  | BYDA NEXTGEN | [9 empty] | Nextgen | [30 empty] | Forreign service raw data.xlsx | 77
PHW-CM-0024 | 7021 |  |  | PHW | Foreign Service | COMMUNICATIONS | PHW-CM-0024 |  |  | D-DWG-PHW-011.2 |  | D-DWG-PHW-011_C | BYDA | Yes | PHW |  | BYDA NBN COMMS | [9 empty] | NBN Co | [30 empty] | Forreign service raw data.xlsx | 78
PHW-CM-0025 | 7021 |  |  | PHW | Foreign Service | COMMUNICATIONS | PHW-CM-0025 |  |  | D-DWG-PHW-011.2 |  | D-DWG-PHW-011_C | BYDA | Yes | PHW |  | BYDA NBN COMMS | [9 empty] | NBN Co | [30 empty] | Forreign service raw data.xlsx | 79
PHW-WA-0015 | 7030 |  |  | PHW | Foreign Service | WATER | PHW-WA-0015 |  |  | D-DWG-PHW-011.2 |  | D-DWG-PHW-011_C | BYDA | Yes | PHW |  | BYDA TRC WATER | [9 empty] | Toowoomba Regional Council | [30 empty] | Forreign service raw data.xlsx | 80
PHW-EL-0013 | 7032 |  |  | PHW | Foreign Service | ELECTRICITY | PHW-EL-0013 |  |  | D-DWG-PHW-011.2 |  | D-DWG-PHW-011_C | PUP | Yes | PHW |  | PUP ELECTRICITY | [40 empty] | Forreign service raw data.xlsx | 81
PHW-CM-0026 | 7033 |  |  | PHW | Foreign Service | COMMUNICATIONS | PHW-CM-0026 |  |  | D-DWG-PHW-011.2 |  |  | BYDA | Yes | PHW |  | BYDA TELSTRA COMMS | [9 empty] | Telstra | [30 empty] | Forreign service raw data.xlsx | 82
PHW-TT-0051 | 7035.325 | 7046.827 | 11.502 | PHW | Trench Type | TRENCH SECTION |  | 4 | 11.502 | D-DWG-PHW-011.2 | D-DWG-PHW-011.2 |  |  |  | PHW | [42 empty] | Trench Type Register - T2W_PIPELINE.xlsm | 56
PHW-TT-0052 | 7046.827 | 7819.18 | 772.353 | PHW | Trench Type | TRENCH SECTION |  | 1A | 772.353 | D-DWG-PHW-011.2 | D-DWG-PHW-012.2 |  |  |  | PHW | [42 empty] | Trench Type Register - T2W_PIPELINE.xlsm | 57
PHW-TB-096 | 7335.153 |  |  | PHW | Thrust Block | THRUST BLOCK | PHW-TB-096 | [7 empty] | PHW |  | Type 12 | [12 empty] | 600 | [27 empty] | Thrust Block Register - T2W_PIPELINE 24-8.xlsm | 255 |  |  | Isolation Valve
PHW-EL-0014 | 7481 |  |  | PHW | Foreign Service | ELECTRICITY | PHW-EL-0014 |  |  | D-DWG-PHW-011.2 |  |  | PUP | Yes | PHW |  | PUP ELECTRICITY | [40 empty] | Forreign service raw data.xlsx | 83
PHW-TB-045 | 7780.848 |  |  | PHW | Thrust Block | THRUST BLOCK | PHW-TB-045 | [7 empty] | PHW |  | Type 7 | [11 empty] | DICL | 600 | [27 empty] | Thrust Block Register - T2W_PIPELINE.xlsm | 57 |  |  | Bend
PHW-RD-0006 | 7811.422 | 7833.422 | 22 | PHW | Road & Rail Crossing | MINOR ROAD CROSSING | PHW-RD-0006 |  | 22 | [5 empty] | PHW | Holmes Road |  | Unsealed | 600 |  |  | DN600 PN35 DICL RRJ |  | 22 |  |  | TRC | [15 empty] | Open Trenching | [14 empty] | T2WRWP-05304-PTW-PPG-SCH-00002_PHW_PWG.xlsx | 13
PHW-TT-0053 | 7819.18 | 7833.422 | 14.242 | PHW | Trench Type | TRENCH SECTION |  | 7 | 14.242 | D-DWG-PHW-012.2 | D-DWG-PHW-012.2 |  |  |  | PHW | [42 empty] | Trench Type Register - T2W_PIPELINE.xlsm | 58
PHW-TT-0054 | 7833.422 | 8192.409 | 358.987 | PHW | Trench Type | TRENCH SECTION |  | 1A | 358.987 | D-DWG-PHW-012.2 | D-DWG-PHW-012.2 |  |  |  | PHW | [42 empty] | Trench Type Register - T2W_PIPELINE.xlsm | 59
PHW-TS-0336 | 7839.4 |  |  | PHW | Trench Stop & Bulkhead | TRENCH STOP | PHW-TS-0336 |  |  | D-DWG-PHW-012 | [47 empty] | Trench&Bulkheads- T2W_PIPELINE.xlsm | 381 | [12 empty] | 1112.5 | 1 | each | 1112.5
PHW-TS-0337 | 7851.8 |  |  | PHW | Trench Stop & Bulkhead | TRENCH STOP | PHW-TS-0337 |  |  | D-DWG-PHW-012 | [47 empty] | Trench&Bulkheads- T2W_PIPELINE.xlsm | 382 | [12 empty] | 1112.5 | 1 | each | 1112.5
PHW-CM-0027 | 7860 |  |  | PHW | Foreign Service | COMMUNICATIONS | PHW-CM-0027 |  |  | D-DWG-PHW-012.2 |  |  | BYDA | Yes | PHW |  | BYDA TELSTRA COMMS DN50 | [9 empty] | Telstra |  |  | 50 | [27 empty] | Forreign service raw data.xlsx | 84
PHW-TS-0338 | 7864.2 |  |  | PHW | Trench Stop & Bulkhead | TRENCH STOP | PHW-TS-0338 |  |  | D-DWG-PHW-012 | [47 empty] | Trench&Bulkheads- T2W_PIPELINE.xlsm | 383 | [12 empty] | 1112.5 | 1 | each | 1112.5
PHW-EL-0015 | 7867 |  |  | PHW | Foreign Service | ELECTRICITY | PHW-EL-0015 |  |  | D-DWG-PHW-012.2 |  |  | PUP | Yes | PHW |  | PUP ELECTRICITY | [40 empty] | Forreign service raw data.xlsx | 85
PHW-TS-0339 | 7876.6 |  |  | PHW | Trench Stop & Bulkhead | TRENCH STOP | PHW-TS-0339 |  |  | D-DWG-PHW-012 | [47 empty] | Trench&Bulkheads- T2W_PIPELINE.xlsm | 384 | [12 empty] | 1112.5 | 1 | each | 1112.5
PHW-WA-0016 | 7882 |  |  | PHW | Foreign Service | WATER | PHW-WA-0016 |  |  | D-DWG-PHW-012.2 |  |  | BYDA | Yes | PHW |  | BYDA TRC WATER DN 375 | [9 empty] | Toowoomba Regional Council |  |  | 375 | [26 empty] | LOCATION/DEPTH OF WATER SERVICE NOT KNOWN. CONTRACTOR TO CONFIRM PRIOR TO CONSTRUCTION | Forreign service raw data.xlsx | 86
PHW-CM-0028 | 7903 |  |  | PHW | Foreign Service | COMMUNICATIONS | PHW-CM-0028 |  |  | D-DWG-PHW-012.2 |  |  | BYDA | Yes | PHW |  | BYDA TELSTRA COMMS | [9 empty] | Telstra | [30 empty] | Forreign service raw data.xlsx | 87
PHW-TB-046 | 7936.403 |  |  | PHW | Thrust Block | THRUST BLOCK | PHW-TB-046 | [7 empty] | PHW |  | Type 4 | [11 empty] | DICL | 600 | [27 empty] | Thrust Block Register - T2W_PIPELINE.xlsm | 58 |  |  | Bend
PHW-TS-0340 | 7937.9 |  |  | PHW | Trench Stop & Bulkhead | TRENCH STOP | PHW-TS-0340 |  |  | D-DWG-PHW-012 | [47 empty] | Trench&Bulkheads- T2W_PIPELINE.xlsm | 385 | [12 empty] | 1112.5 | 1 | each | 1112.5
PHW-TS-0341 | 7948.9 |  |  | PHW | Trench Stop & Bulkhead | TRENCH STOP | PHW-TS-0341 |  |  | D-DWG-PHW-012 | [47 empty] | Trench&Bulkheads- T2W_PIPELINE.xlsm | 386 | [12 empty] | 1112.5 | 1 | each | 1112.5
PHW-TS-0342 | 7959.9 |  |  | PHW | Trench Stop & Bulkhead | TRENCH STOP | PHW-TS-0342 |  |  | D-DWG-PHW-012 | [47 empty] | Trench&Bulkheads- T2W_PIPELINE.xlsm | 387 | [12 empty] | 1112.5 | 1 | each | 1112.5
PHW-TS-0343 | 7970.9 |  |  | PHW | Trench Stop & Bulkhead | TRENCH STOP | PHW-TS-0343 |  |  | D-DWG-PHW-012 | [47 empty] | Trench&Bulkheads- T2W_PIPELINE.xlsm | 388 | [12 empty] | 1112.5 | 1 | each | 1112.5
PHW-CC-0006 | 8187 | 8212 | 25 | PHW | Creek Crossing | TRENCHED CREEK CROSSING | PHW-CC-0006 | [7 empty] | PHW |  |  |  |  | FABRIC/VEGETATION | [37 empty] | PHw_PWG_Creek_Crossings.xlsx | 8
PHW-TS-0344 | 8192.4 |  |  | PHW | Trench Stop & Bulkhead | TRENCH STOP | PHW-TS-0344 |  |  | D-DWG-PHW-012 | [47 empty] | Trench&Bulkheads- T2W_PIPELINE.xlsm | 389 | [12 empty] | 1112.5 | 1 | each | 1112.5
PHW-TT-0055 | 8192.409 | 8250.538 | 58.129 | PHW | Trench Type | TRENCH SECTION |  | 1B/1C | 58.129 | D-DWG-PHW-012.2 | D-DWG-PHW-012.2 |  |  |  | PHW | [42 empty] | Trench Type Register - T2W_PIPELINE.xlsm | 60
PHW-TB-085 | 8197.671 |  |  | PHW | Thrust Block | THRUST BLOCK | PHW-TB-085 | [7 empty] | PHW |  | Type 7 | [11 empty] | DICL | 150 | [27 empty] | Thrust Block Register - T2W_PIPELINE 24-8.xlsm | 244 |  |  | Tee
PHW-TS-0345 | 8210 |  |  | PHW | Trench Stop & Bulkhead | TRENCH STOP | PHW-TS-0345 |  |  | D-DWG-PHW-012 | [47 empty] | Trench&Bulkheads- T2W_PIPELINE.xlsm | 390 | [12 empty] | 1112.5 | 1 | each | 1112.5
PHW-TT-0056 | 8250.538 | 9069.736 | 819.198 | PHW | Trench Type | TRENCH SECTION |  | 1A | 819.198 | D-DWG-PHW-012.2 | D-DWG-PHW-013.2 |  |  |  | PHW | [42 empty] | Trench Type Register - T2W_PIPELINE.xlsm | 61
PHW-TS-0346 | 8285.9 |  |  | PHW | Trench Stop & Bulkhead | TRENCH STOP | PHW-TS-0346 |  |  | D-DWG-PHW-012 | [47 empty] | Trench&Bulkheads- T2W_PIPELINE.xlsm | 391 | [12 empty] | 1112.5 | 1 | each | 1112.5
PHW-TS-0347 | 8296.5 |  |  | PHW | Trench Stop & Bulkhead | TRENCH STOP | PHW-TS-0347 |  |  | D-DWG-PHW-012 | [47 empty] | Trench&Bulkheads- T2W_PIPELINE.xlsm | 392 | [12 empty] | 1112.5 | 1 | each | 1112.5
PHW-TS-0348 | 8307.1 |  |  | PHW | Trench Stop & Bulkhead | TRENCH STOP | PHW-TS-0348 |  |  | D-DWG-PHW-012 | [47 empty] | Trench&Bulkheads- T2W_PIPELINE.xlsm | 393 | [12 empty] | 1112.5 | 1 | each | 1112.5
PHW-VG-0051 | 8310 | 8320 | 10 | PHW | Vegetation | TREE REMOVAL | VEG_PHW051 | [49 empty] | 1 LARGE TREE | T2W - Tree Removal TakeOff (V.1).xlsx | 68 | 188 | HEAVY
PHW-TS-0349 | 8317.7 |  |  | PHW | Trench Stop & Bulkhead | TRENCH STOP | PHW-TS-0349 |  |  | D-DWG-PHW-012 | [47 empty] | Trench&Bulkheads- T2W_PIPELINE.xlsm | 394 | [12 empty] | 1112.5 | 1 | each | 1112.5
PHW-TS-0350 | 8328.3 |  |  | PHW | Trench Stop & Bulkhead | TRENCH STOP | PHW-TS-0350 |  |  | D-DWG-PHW-012 | [47 empty] | Trench&Bulkheads- T2W_PIPELINE.xlsm | 395 | [12 empty] | 1112.5 | 1 | each | 1112.5
PHW-TS-0351 | 8338.9 |  |  | PHW | Trench Stop & Bulkhead | TRENCH STOP | PHW-TS-0351 |  |  | D-DWG-PHW-012 | [47 empty] | Trench&Bulkheads- T2W_PIPELINE.xlsm | 396 | [12 empty] | 1112.5 | 1 | each | 1112.5
PHW-TB-047 | 8345.315 |  |  | PHW | Thrust Block | THRUST BLOCK | PHW-TB-047 | [7 empty] | PHW |  | Type 7 | [11 empty] | DICL | 600 | [27 empty] | Thrust Block Register - T2W_PIPELINE.xlsm | 59 |  |  | Bend
PHW-TS-0352 | 8349.5 |  |  | PHW | Trench Stop & Bulkhead | TRENCH STOP | PHW-TS-0352 |  |  | D-DWG-PHW-012 | [47 empty] | Trench&Bulkheads- T2W_PIPELINE.xlsm | 397 | [12 empty] | 1112.5 | 1 | each | 1112.5
PHW-VG-0052 | 8350 | 8360 | 10 | PHW | Vegetation | TREE REMOVAL | VEG_PHW052 | [49 empty] | 1 LARGE TREE | T2W - Tree Removal TakeOff (V.1).xlsx | 69 | 54.8 | HEAVY
PHW-TB-048 | 8350.305 |  |  | PHW | Thrust Block | THRUST BLOCK | PHW-TB-048 | [7 empty] | PHW |  | Type 5 | [11 empty] | DICL | 600 | [27 empty] | Thrust Block Register - T2W_PIPELINE.xlsm | 60 |  |  | Bend
PHW-TS-0353 | 8360.1 |  |  | PHW | Trench Stop & Bulkhead | TRENCH STOP | PHW-TS-0353 |  |  | D-DWG-PHW-012 | [47 empty] | Trench&Bulkheads- T2W_PIPELINE.xlsm | 398 | [12 empty] | 1112.5 | 1 | each | 1112.5
PHW-TS-0354 | 8370.7 |  |  | PHW | Trench Stop & Bulkhead | TRENCH STOP | PHW-TS-0354 |  |  | D-DWG-PHW-012 | [47 empty] | Trench&Bulkheads- T2W_PIPELINE.xlsm | 399 | [12 empty] | 1112.5 | 1 | each | 1112.5
PHW-VG-0053 | 8460 | 8470 | 10 | PHW | Vegetation | TREE REMOVAL | VEG_PHW053 | [49 empty] | 1 LARGE TREE | T2W - Tree Removal TakeOff (V.1).xlsx | 70 | 56 | TRIM
PHW-TB-049 | 8676.185 |  |  | PHW | Thrust Block | THRUST BLOCK | PHW-TB-049 | [7 empty] | PHW |  | Type 7 | [11 empty] | DICL | 600 | [27 empty] | Thrust Block Register - T2W_PIPELINE.xlsm | 61 |  |  | Bend
PHW-TB-050 | 8768.417 |  |  | PHW | Thrust Block | THRUST BLOCK | PHW-TB-050 | [7 empty] | PHW |  | Type 5 | [11 empty] | DICL | 600 | [27 empty] | Thrust Block Register - T2W_PIPELINE.xlsm | 62 |  |  | Bend
PHW-VG-0054 | 8950 | 8960 | 10 | PHW | Vegetation | TREE REMOVAL | VEG_PHW054 | [49 empty] | 1 LARGE TREE | T2W - Tree Removal TakeOff (V.1).xlsx | 71 | 88.8 | HEAVY
PHW-VG-0055 | 8970 | 8980 | 10 | PHW | Vegetation | TREE REMOVAL | VEG_PHW055 | [49 empty] | 1 SMALL TREE | T2W - Tree Removal TakeOff (V.1).xlsx | 72 | 5 | LIGHT
PHW-TB-051 | 9056.494 |  |  | PHW | Thrust Block | THRUST BLOCK | PHW-TB-051 | [7 empty] | PHW |  | Type 5 | [11 empty] | DICL | 600 | [27 empty] | Thrust Block Register - T2W_PIPELINE.xlsm | 63 |  |  | Bend
PHW-TS-0355 | 9059.5 |  |  | PHW | Trench Stop & Bulkhead | TRENCH STOP | PHW-TS-0355 |  |  | D-DWG-PHW-013 | [47 empty] | Trench&Bulkheads- T2W_PIPELINE.xlsm | 400 | [12 empty] | 1112.5 | 1 | each | 1112.5
PHW-TS-0356 | 9067.5 |  |  | PHW | Trench Stop & Bulkhead | TRENCH STOP | PHW-TS-0356 |  |  | D-DWG-PHW-013 | [47 empty] | Trench&Bulkheads- T2W_PIPELINE.xlsm | 401 | [12 empty] | 1112.5 | 1 | each | 1112.5
PHW-TT-0057 | 9069.736 | 9078.356 | 8.62 | PHW | Trench Type | TRENCH SECTION |  | 4 | 8.62 | D-DWG-PHW-013.2 | D-DWG-PHW-013.2 |  |  |  | PHW | [42 empty] | Trench Type Register - T2W_PIPELINE.xlsm | 62
PHW-TS-0357 | 9075.5 |  |  | PHW | Trench Stop & Bulkhead | TRENCH STOP | PHW-TS-0357 |  |  | D-DWG-PHW-013 | [47 empty] | Trench&Bulkheads- T2W_PIPELINE.xlsm | 402 | [12 empty] | 1112.5 | 1 | each | 1112.5
PHW-TT-0058 | 9078.356 | 9087.51 | 9.154 | PHW | Trench Type | TRENCH SECTION |  | 1A | 9.154 | D-DWG-PHW-013.2 | D-DWG-PHW-013.2 |  |  |  | PHW | [42 empty] | Trench Type Register - T2W_PIPELINE.xlsm | 63
PHW-TT-0059 | 9087.51 | 9105.7 | 18.19 | PHW | Trench Type | TRENCH SECTION |  | 4 | 18.19 | D-DWG-PHW-013.2 | D-DWG-PHW-014.2 |  |  |  | PHW | [42 empty] | Trench Type Register - T2W_PIPELINE.xlsm | 64
PHW-TT-0060 | 9105.7 | 9330.84 | 225.14 | PHW | Trench Type | TRENCH SECTION |  | 1A | 225.14 | D-DWG-PHW-014.2 | D-DWG-PHW-014.2 |  |  |  | PHW | [42 empty] | Trench Type Register - T2W_PIPELINE.xlsm | 65
PHW-TS-0358 | 9126.6 |  |  | PHW | Trench Stop & Bulkhead | TRENCH STOP | PHW-TS-0358 |  |  | D-DWG-PHW-014 | [47 empty] | Trench&Bulkheads- T2W_PIPELINE.xlsm | 403 | [12 empty] | 1112.5 | 1 | each | 1112.5
PHW-TS-0359 | 9138.4 |  |  | PHW | Trench Stop & Bulkhead | TRENCH STOP | PHW-TS-0359 |  |  | D-DWG-PHW-014 | [47 empty] | Trench&Bulkheads- T2W_PIPELINE.xlsm | 404 | [12 empty] | 1112.5 | 1 | each | 1112.5
PHW-VG-0056 | 9140 | 9150 | 10 | PHW | Vegetation | TREE REMOVAL | VEG_PHW056 | [49 empty] | 1 LARGE TREE | T2W - Tree Removal TakeOff (V.1).xlsx | 73 | 164 | HEAVY
PHW-TB-052 | 9146.86 |  |  | PHW | Thrust Block | THRUST BLOCK | PHW-TB-052 | [7 empty] | PHW |  | Type 7 | [11 empty] | DICL | 600 | [27 empty] | Thrust Block Register - T2W_PIPELINE.xlsm | 64 |  |  | Bend
PHW-TS-0360 | 9150.2 |  |  | PHW | Trench Stop & Bulkhead | TRENCH STOP | PHW-TS-0360 |  |  | D-DWG-PHW-014 | [47 empty] | Trench&Bulkheads- T2W_PIPELINE.xlsm | 405 | [12 empty] | 1112.5 | 1 | each | 1112.5
PHW-TS-0361 | 9162 |  |  | PHW | Trench Stop & Bulkhead | TRENCH STOP | PHW-TS-0361 |  |  | D-DWG-PHW-014 | [47 empty] | Trench&Bulkheads- T2W_PIPELINE.xlsm | 406 | [12 empty] | 1112.5 | 1 | each | 1112.5
PHW-TS-0362 | 9173.8 |  |  | PHW | Trench Stop & Bulkhead | TRENCH STOP | PHW-TS-0362 |  |  | D-DWG-PHW-014 | [47 empty] | Trench&Bulkheads- T2W_PIPELINE.xlsm | 407 | [12 empty] | 1112.5 | 1 | each | 1112.5
PHW-TS-0363 | 9185.6 |  |  | PHW | Trench Stop & Bulkhead | TRENCH STOP | PHW-TS-0363 |  |  | D-DWG-PHW-014 | [47 empty] | Trench&Bulkheads- T2W_PIPELINE.xlsm | 408 | [12 empty] | 1112.5 | 1 | each | 1112.5
PHW-TS-0364 | 9197.4 |  |  | PHW | Trench Stop & Bulkhead | TRENCH STOP | PHW-TS-0364 |  |  | D-DWG-PHW-014 | [47 empty] | Trench&Bulkheads- T2W_PIPELINE.xlsm | 409 | [12 empty] | 1112.5 | 1 | each | 1112.5
PHW-TS-0365 | 9209.2 |  |  | PHW | Trench Stop & Bulkhead | TRENCH STOP | PHW-TS-0365 |  |  | D-DWG-PHW-014 | [47 empty] | Trench&Bulkheads- T2W_PIPELINE.xlsm | 410 | [12 empty] | 1112.5 | 1 | each | 1112.5
PHW-VG-0057 | 9220 | 9230 | 10 | PHW | Vegetation | TREE REMOVAL | VEG_PHW057 | [49 empty] | 3 SMALL TREES | T2W - Tree Removal TakeOff (V.1).xlsx | 74 | 40 | LIGHT
PHW-TS-0366 | 9221 |  |  | PHW | Trench Stop & Bulkhead | TRENCH STOP | PHW-TS-0366 |  |  | D-DWG-PHW-014 | [47 empty] | Trench&Bulkheads- T2W_PIPELINE.xlsm | 411 | [12 empty] | 1112.5 | 1 | each | 1112.5
PHW-TS-0367 | 9232.8 |  |  | PHW | Trench Stop & Bulkhead | TRENCH STOP | PHW-TS-0367 |  |  | D-DWG-PHW-014 | [47 empty] | Trench&Bulkheads- T2W_PIPELINE.xlsm | 412 | [12 empty] | 1112.5 | 1 | each | 1112.5
PHW-TS-0368 | 9244.6 |  |  | PHW | Trench Stop & Bulkhead | TRENCH STOP | PHW-TS-0368 |  |  | D-DWG-PHW-014 | [47 empty] | Trench&Bulkheads- T2W_PIPELINE.xlsm | 413 | [12 empty] | 1112.5 | 1 | each | 1112.5
PHW-TS-0369 | 9256.4 |  |  | PHW | Trench Stop & Bulkhead | TRENCH STOP | PHW-TS-0369 |  |  | D-DWG-PHW-014 | [47 empty] | Trench&Bulkheads- T2W_PIPELINE.xlsm | 414 | [12 empty] | 1112.5 | 1 | each | 1112.5
PHW-CC-0007 | 9258 | 9438 | 180 | PHW | Creek Crossing | TRENCHED CREEK CROSSING | PHW-CC-0007 | [7 empty] | PHW |  |  |  |  | FABRIC/VEGETATION | [37 empty] | PHw_PWG_Creek_Crossings.xlsx | 9
PHW-TT-0061 | 9330.84 | 9333.706 | 2.866 | PHW | Trench Type | TRENCH SECTION |  | 2 | 2.866 | D-DWG-PHW-014.2 | D-DWG-PHW-014.2 |  |  |  | PHW | [42 empty] | Trench Type Register - T2W_PIPELINE.xlsm | 66
PHW-TT-0062 | 9333.706 | 9341.679 | 7.973 | PHW | Trench Type | TRENCH SECTION |  | 1A/1B/1C | 7.973 | D-DWG-PHW-014.2 | D-DWG-PHW-014.2 |  |  |  | PHW | [42 empty] | Trench Type Register - T2W_PIPELINE.xlsm | 67
PHW-TT-0063 | 9341.679 | 9431.212 | 89.533 | PHW | Trench Type | TRENCH SECTION |  | 1A | 89.533 | D-DWG-PHW-014.2 | D-DWG-PHW-014.2 |  |  |  | PHW | [42 empty] | Trench Type Register - T2W_PIPELINE.xlsm | 68
PHW-TB-053 | 9411.852 |  |  | PHW | Thrust Block | THRUST BLOCK | PHW-TB-053 | [7 empty] | PHW |  | Type 7 | [11 empty] | DICL | 600 | [27 empty] | Thrust Block Register - T2W_PIPELINE.xlsm | 65 |  |  | Bend
PHW-TB-054 | 9422.385 |  |  | PHW | Thrust Block | THRUST BLOCK | PHW-TB-054 | [7 empty] | PHW |  | Type 4 | [11 empty] | DICL | 600 | [27 empty] | Thrust Block Register - T2W_PIPELINE.xlsm | 66 |  |  | Bend
PHW-TT-0064 | 9431.212 | 9437.047 | 5.835 | PHW | Trench Type | TRENCH SECTION |  | 2 | 5.835 | D-DWG-PHW-014.2 | D-DWG-PHW-014.2 |  |  |  | PHW | [42 empty] | Trench Type Register - T2W_PIPELINE.xlsm | 69
PHW-TT-0065 | 9437.047 | 9446.253 | 9.206 | PHW | Trench Type | TRENCH SECTION |  | 1A/1B/1C | 9.206 | D-DWG-PHW-014.2 | D-DWG-PHW-014.2 |  |  |  | PHW | [42 empty] | Trench Type Register - T2W_PIPELINE.xlsm | 70
PHW-TS-0370 | 9441.2 |  |  | PHW | Trench Stop & Bulkhead | TRENCH STOP | PHW-TS-0370 |  |  | D-DWG-PHW-014 | [47 empty] | Trench&Bulkheads- T2W_PIPELINE.xlsm | 415 | [12 empty] | 1112.5 | 1 | each | 1112.5
PHW-TT-0066 | 9446.253 | 10080.68 | 634.427 | PHW | Trench Type | TRENCH SECTION |  | 1A | 634.427 | D-DWG-PHW-014.2 | D-DWG-PHW-015.2 |  |  |  | PHW | [42 empty] | Trench Type Register - T2W_PIPELINE.xlsm | 71
PHW-TS-0371 | 9452 |  |  | PHW | Trench Stop & Bulkhead | TRENCH STOP | PHW-TS-0371 |  |  | D-DWG-PHW-014 | [47 empty] | Trench&Bulkheads- T2W_PIPELINE.xlsm | 416 | [12 empty] | 1112.5 | 1 | each | 1112.5
PHW-VG-0058 | 9460 | 9470 | 10 | PHW | Vegetation | TREE REMOVAL | VEG_PHW058 | [49 empty] | 1 LARGE TREE | T2W - Tree Removal TakeOff (V.1).xlsx | 75 | 48 | HEAVY
PHW-TS-0372 | 9462.8 |  |  | PHW | Trench Stop & Bulkhead | TRENCH STOP | PHW-TS-0372 |  |  | D-DWG-PHW-014 | [47 empty] | Trench&Bulkheads- T2W_PIPELINE.xlsm | 417 | [12 empty] | 1112.5 | 1 | each | 1112.5
PHW-TS-0373 | 9473.6 |  |  | PHW | Trench Stop & Bulkhead | TRENCH STOP | PHW-TS-0373 |  |  | D-DWG-PHW-014 | [47 empty] | Trench&Bulkheads- T2W_PIPELINE.xlsm | 418 | [12 empty] | 1112.5 | 1 | each | 1112.5
PHW-CM-0029 | 9476 |  |  | PHW | Foreign Service | COMMUNICATIONS | PHW-CM-0029 |  |  | D-DWG-PHW-014.2 |  |  | BYDA | Yes | PHW |  | BYDA COMMS DN50 | [12 empty] | 50 | [27 empty] | Forreign service raw data.xlsx | 88
PHW-TS-0374 | 9484.4 |  |  | PHW | Trench Stop & Bulkhead | TRENCH STOP | PHW-TS-0374 |  |  | D-DWG-PHW-014 | [47 empty] | Trench&Bulkheads- T2W_PIPELINE.xlsm | 419 | [12 empty] | 1112.5 | 1 | each | 1112.5
PHW-TS-0375 | 9495.2 |  |  | PHW | Trench Stop & Bulkhead | TRENCH STOP | PHW-TS-0375 |  |  | D-DWG-PHW-014 | [47 empty] | Trench&Bulkheads- T2W_PIPELINE.xlsm | 420 | [12 empty] | 1112.5 | 1 | each | 1112.5
PHW-TS-0376 | 9506 |  |  | PHW | Trench Stop & Bulkhead | TRENCH STOP | PHW-TS-0376 |  |  | D-DWG-PHW-014 | [47 empty] | Trench&Bulkheads- T2W_PIPELINE.xlsm | 421 | [12 empty] | 1112.5 | 1 | each | 1112.5
PHW-VG-0059 | 9590 | 9600 | 10 | PHW | Vegetation | TREE REMOVAL | VEG_PHW059 | [49 empty] | 1 SMALL TREE | T2W - Tree Removal TakeOff (V.1).xlsx | 76 | 29 | LIGHT
PHW-CM-0030 | 9698 |  |  | PHW | Foreign Service | COMMUNICATIONS | PHW-CM-0030 |  |  | D-DWG-PHW-014.2 |  |  | BYDA | Yes | PHW |  | BYDA COMMS DN50 | [12 empty] | 50 | [27 empty] | Forreign service raw data.xlsx | 89
PHW-CC-0008 | 9781 | 9809 | 28 | PHW | Creek Crossing | TRENCHED CREEK CROSSING | PHW-CC-0008 | [7 empty] | PHW |  |  |  |  | FABRIC/VEGETATION | [37 empty] | PHw_PWG_Creek_Crossings.xlsx | 10
PHW-TB-100 | 9801.143 |  |  | PHW | Thrust Block | THRUST BLOCK | PHW-TB-100 | [7 empty] | PHW |  | 2 x Type 12 | [12 empty] | 600 | [27 empty] | Thrust Block Register - T2W_PIPELINE 24-8.xlsm | 259 |  |  | Pigging Station
PHW-TS-0377 | 9840.5 |  |  | PHW | Trench Stop & Bulkhead | TRENCH STOP | PHW-TS-0377 |  |  | D-DWG-PHW-015 | [47 empty] | Trench&Bulkheads- T2W_PIPELINE.xlsm | 422 | [12 empty] | 1112.5 | 1 | each | 1112.5
PHW-TS-0378 | 9852.1 |  |  | PHW | Trench Stop & Bulkhead | TRENCH STOP | PHW-TS-0378 |  |  | D-DWG-PHW-015 | [47 empty] | Trench&Bulkheads- T2W_PIPELINE.xlsm | 423 | [12 empty] | 1112.5 | 1 | each | 1112.5
PHW-TB-055 | 9885.483 |  |  | PHW | Thrust Block | THRUST BLOCK | PHW-TB-055 | [7 empty] | PHW |  | Type 10 | [11 empty] | DICL | 600 | [27 empty] | Thrust Block Register - T2W_PIPELINE.xlsm | 67 |  |  | Bend
PHW-TB-056 | 9979.18 |  |  | PHW | Thrust Block | THRUST BLOCK | PHW-TB-056 | [7 empty] | PHW |  | Type 6 | [11 empty] | DICL | 600 | [27 empty] | Thrust Block Register - T2W_PIPELINE.xlsm | 68 |  |  | Bend
PHW-TS-0379 | 9981.4 |  |  | PHW | Trench Stop & Bulkhead | TRENCH STOP | PHW-TS-0379 |  |  | D-DWG-PHW-015 | [47 empty] | Trench&Bulkheads- T2W_PIPELINE.xlsm | 424 | [12 empty] | 1112.5 | 1 | each | 1112.5
PHW-TB-057 | 9984.731 |  |  | PHW | Thrust Block | THRUST BLOCK | PHW-TB-057 | [7 empty] | PHW |  | Type 4 | [11 empty] | DICL | 600 | [27 empty] | Thrust Block Register - T2W_PIPELINE.xlsm | 69 |  |  | Bend
PHW-TS-0380 | 9987.5 |  |  | PHW | Trench Stop & Bulkhead | TRENCH STOP | PHW-TS-0380 |  |  | D-DWG-PHW-015 | [47 empty] | Trench&Bulkheads- T2W_PIPELINE.xlsm | 425 | [12 empty] | 1112.5 | 1 | each | 1112.5
PHW-TS-0381 | 9993.6 |  |  | PHW | Trench Stop & Bulkhead | TRENCH STOP | PHW-TS-0381 |  |  | D-DWG-PHW-015 | [47 empty] | Trench&Bulkheads- T2W_PIPELINE.xlsm | 426 | [12 empty] | 1112.5 | 1 | each | 1112.5
PHW-TT-0067 | 10080.68 | 10101.635 | 20.955 | PHW | Trench Type | TRENCH SECTION |  | 5 | 20.955 | D-DWG-PHW-015.2 | D-DWG-PHW-015.2 |  |  |  | PHW | [42 empty] | Trench Type Register - T2W_PIPELINE.xlsm | 72
PHW-CC-0009 | 10081 | 10102 | 21 | PHW | Creek Crossing | TRENCHED CREEK CROSSING | PHW-CC-0009 | [7 empty] | PHW |  |  |  |  | LOOSE ROCK | A | [36 empty] | PHw_PWG_Creek_Crossings.xlsx | 11
PHW-TT-0068 | 10101.635 | 10347.95 | 246.315 | PHW | Trench Type | TRENCH SECTION |  | 1A | 246.315 | D-DWG-PHW-015.2 | D-DWG-PHW-015.2 |  |  |  | PHW | [42 empty] | Trench Type Register - T2W_PIPELINE.xlsm | 73
PHW-TB-086 | 10103.635 |  |  | PHW | Thrust Block | THRUST BLOCK | PHW-TB-086 | [7 empty] | PHW |  | Type 7 | [11 empty] | DICL | 150 | [27 empty] | Thrust Block Register - T2W_PIPELINE 24-8.xlsm | 245 |  |  | Tee
PHW-TB-058 | 10177.634 |  |  | PHW | Thrust Block | THRUST BLOCK | PHW-TB-058 | [7 empty] | PHW |  | Type 4 | [11 empty] | DICL | 600 | [27 empty] | Thrust Block Register - T2W_PIPELINE.xlsm | 70 |  |  | Bend
PHW-TB-059 | 10319.973 |  |  | PHW | Thrust Block | THRUST BLOCK | PHW-TB-059 | [7 empty] | PHW |  | Type 4 | [11 empty] | DICL | 600 | [27 empty] | Thrust Block Register - T2W_PIPELINE.xlsm | 71 |  |  | Bend
PHW-VG-0060 | 10320 | 10330 | 10 | PHW | Vegetation | TREE REMOVAL | VEG_PHW060 | [49 empty] | 1 LARGE TREE | T2W - Tree Removal TakeOff (V.1).xlsx | 77 | 65.7 | HEAVY
PHW-TB-060 | 10337.161 |  |  | PHW | Thrust Block | THRUST BLOCK | PHW-TB-060 | [7 empty] | PHW |  | Type 6 | [11 empty] | DICL | 600 | [27 empty] | Thrust Block Register - T2W_PIPELINE.xlsm | 72 |  |  | Bend
PHW-RD-0007 | 10342 | 10364 | 22 | PHW | Road & Rail Crossing | MINOR ROAD CROSSING | PHW-RD-0007 |  | 22 | [5 empty] | PHW | Khurt Court |  | Sealed | 600 |  |  | DN600 PN35 DICL RRJ | 22 |  |  |  | TRC | [15 empty] | Open Trenching | [14 empty] | T2WRWP-05304-PTW-PPG-SCH-00002_PHW_PWG.xlsx | 14
PHW-TT-0069 | 10347.95 | 10367.669 | 19.719 | PHW | Trench Type | TRENCH SECTION |  | 6 | 19.719 | D-DWG-PHW-015.2 | D-DWG-PHW-015.2 |  |  |  | PHW | [42 empty] | Trench Type Register - T2W_PIPELINE.xlsm | 74
PHW-TT-0070 | 10367.669 | 10531.389 | 163.72 | PHW | Trench Type | TRENCH SECTION |  | 1A | 163.72 | D-DWG-PHW-015.2 | D-DWG-PHW-016.2 |  |  |  | PHW | [42 empty] | Trench Type Register - T2W_PIPELINE.xlsm | 75
PHW-TS-0382 | 10373.15 |  |  | PHW | Trench Stop & Bulkhead | TRENCH STOP | PHW-TS-0382 |  |  | D-DWG-PHW-015 | [47 empty] | Trench&Bulkheads- T2W_PIPELINE.xlsm | 427 | [12 empty] | 1112.5 | 1 | each | 1112.5
PHW-TB-061 | 10378.599 |  |  | PHW | Thrust Block | THRUST BLOCK | PHW-TB-061 | [7 empty] | PHW |  | Type 4 | [11 empty] | DICL | 600 | [27 empty] | Thrust Block Register - T2W_PIPELINE.xlsm | 73 |  |  | Bend
PHW-TB-062 | 10459.505 |  |  | PHW | Thrust Block | THRUST BLOCK | PHW-TB-062 | [7 empty] | PHW |  | Type 1 | [11 empty] | DICL | 600 | [27 empty] | Thrust Block Register - T2W_PIPELINE.xlsm | 74 |  |  | Bend
PHW-TT-0071 | 10531.389 | 10582.353 | 50.964 | PHW | Trench Type | TRENCH SECTION |  | 4 | 50.964 | D-DWG-PHW-016.2 | D-DWG-PHW-016.2 |  |  |  | PHW | [42 empty] | Trench Type Register - T2W_PIPELINE.xlsm | 76
PHW-RD-0008 | 10582.353 | 10645.383 | 63.03 | PHW | Road & Rail Crossing | MAJOR ROAD CROSSING | PHW-RD-0008 |  | 63.03 | [5 empty] | PHW | Toowoomba Connection Road / Warrego Highway |  | Sealed | 600 |  |  | OD660x6WT MSCL Sintalock Type 2 PN35 Carrier & OD813x12WT MS Enveloper |  |  |  |  | TMR | [15 empty] | Thrust Boring | [14 empty] | T2WRWP-05304-PTW-PPG-SCH-00002_PHW_PWG.xlsx | 15
PHW-TT-0072 | 10582.353 | 10645.383 | 63.03 | PHW | Trench Type | TRENCH SECTION |  | 8A | 63.03 | D-DWG-PHW-016.2 | D-DWG-PHW-016.2 |  |  |  | PHW | [42 empty] | Trench Type Register - T2W_PIPELINE.xlsm | 77
PHW-SL-0001 | 10595 |  |  | PHW | Foreign Service | SURVEY LEVEL |  |  |  | D-DWG-PHW-016.2 |  |  |  | Yes | PHW |  | EUD LEVEL | [39 empty] | UNKOWN ASSET | Forreign service raw data.xlsx | 90
PHW-SL-0002 | 10597 |  |  | PHW | Foreign Service | SURVEY LEVEL |  |  |  | D-DWG-PHW-016.2 |  |  |  | Yes | PHW |  | DG LEVEL | [39 empty] | UNKOWN ASSET | Forreign service raw data.xlsx | 91
PHW-SL-0003 | 10598 |  |  | PHW | Foreign Service | SURVEY LEVEL |  |  |  | D-DWG-PHW-016.2 |  |  |  | Yes | PHW |  | DG LEVEL | [39 empty] | UNKOWN ASSET | Forreign service raw data.xlsx | 92
PHW-SL-0004 | 10599 |  |  | PHW | Foreign Service | SURVEY LEVEL |  |  |  | D-DWG-PHW-016.2 |  |  |  | Yes | PHW |  | DG LEVEL | [39 empty] | UNKOWN ASSET | Forreign service raw data.xlsx | 93
PHW-SL-0005 | 10609 |  |  | PHW | Foreign Service | SURVEY LEVEL |  |  |  | D-DWG-PHW-016.2 |  |  |  | Yes | PHW |  | EUD LEVEL | [39 empty] | UNKOWN ASSET | Forreign service raw data.xlsx | 94
PHW-SL-0006 | 10610 |  |  | PHW | Foreign Service | SURVEY LEVEL |  |  |  | D-DWG-PHW-016.2 |  |  |  | Yes | PHW |  | DG LEVEL | [39 empty] | UNKOWN ASSET | Forreign service raw data.xlsx | 95
PHW-SL-0007 | 10632 |  |  | PHW | Foreign Service | SURVEY LEVEL |  |  |  | D-DWG-PHW-016.2 |  |  |  | Yes | PHW |  | EUD LEVEL | [39 empty] | UNKOWN ASSET | Forreign service raw data.xlsx | 96
PHW-CM-0031 | 10642 |  |  | PHW | Foreign Service | COMMUNICATIONS | PHW-CM-0031 |  |  | D-DWG-PHW-016.2 |  |  | BYDA | Yes | PHW |  | BYDA TELSTRA COMMS DN100 | [9 empty] | Telstra |  |  | 100 | [27 empty] | Forreign service raw data.xlsx | 97
PHW-TT-0073 | 10645.383 | 10684.369 | 38.986 | PHW | Trench Type | TRENCH SECTION |  | 4 | 38.986 | D-DWG-PHW-016.2 | D-DWG-PHW-016.2 |  |  |  | PHW | [42 empty] | Trench Type Register - T2W_PIPELINE.xlsm | 78
PHW-EL-0016 | 10676 |  |  | PHW | Foreign Service | ELECTRICITY | PHW-EL-0016 |  |  | D-DWG-PHW-016.2 |  | D-DWG-PHW-016_C | PUP | Yes | PHW |  | PUP ELECTRICITY | [40 empty] | Forreign service raw data.xlsx | 98
PHW-TT-0074 | 10684.369 | 11171.188 | 486.819 | PHW | Trench Type | TRENCH SECTION |  | 1A | 486.819 | D-DWG-PHW-016.2 | D-DWG-PHW-016.2 |  |  |  | PHW | [42 empty] | Trench Type Register - T2W_PIPELINE.xlsm | 79
PHW-EL-0017 | 10691 |  |  | PHW | Foreign Service | ELECTRICITY | PHW-EL-0017 |  |  | D-DWG-PHW-016.2 |  | D-DWG-PHW-016_C | PUP | Yes | PHW |  | PUP ELECTRICITY | [40 empty] | Forreign service raw data.xlsx | 99
PHW-CM-0032 | 10692 |  |  | PHW | Foreign Service | COMMUNICATIONS | PHW-CM-0032 |  |  | D-DWG-PHW-016.2 |  |  | BYDA | Yes | PHW |  | BYDA TELSTRA COMS | [9 empty] | Telstra | [30 empty] | Forreign service raw data.xlsx | 100
PHW-TB-063 | 10699.881 |  |  | PHW | Thrust Block | THRUST BLOCK | PHW-TB-063 | [7 empty] | PHW |  | Type 3 | [11 empty] | DICL | 600 | [27 empty] | Thrust Block Register - T2W_PIPELINE.xlsm | 75 |  |  | Bend
PHW-CM-0033 | 10775 |  |  | PHW | Foreign Service | COMMUNICATIONS | PHW-CM-0033 |  |  | D-DWG-PHW-016.2 |  |  | BYDA | Yes | PHW |  | BYDA TELSTRA COMS DN50 | [9 empty] | Telstra |  |  | 50 | [27 empty] | Forreign service raw data.xlsx | 101
PHW-EL-0018 | 10793 |  |  | PHW | Foreign Service | ELECTRICITY | PHW-EL-0018 |  |  | D-DWG-PHW-016.2 |  |  | PUP | Yes | PHW |  | PUP ELECTRICITY | [40 empty] | Forreign service raw data.xlsx | 102
PHW-TT-0075 | 11171.188 | 11191.258 | 20.07 | PHW | Trench Type | TRENCH SECTION |  | 6 | 20.07 | D-DWG-PHW-016.2 | D-DWG-PHW-016.2 |  |  |  | PHW | [42 empty] | Trench Type Register - T2W_PIPELINE.xlsm | 80
PHW-RD-0009 | 11174 | 11181 | 7 | PHW | Road & Rail Crossing | MINOR ROAD CROSSING | PHW-RD-0009 |  | 7 | [5 empty] | PHW | Wirth Road |  | Sealed | 600 |  |  | DN600 PN35 DICL RRJ | 7 |  |  |  | TRC | [15 empty] | Open Trenching | [14 empty] | T2WRWP-05304-PTW-PPG-SCH-00002_PHW_PWG.xlsx | 16
PHW-VG-0061 | 11180 | 11190 | 10 | PHW | Vegetation | TREE REMOVAL | VEG_PHW061 | [49 empty] | 1 SMALL TREE | T2W - Tree Removal TakeOff (V.1).xlsx | 78 | 23.8 | LIGHT
PHW-CM-0034 | 11188 |  |  | PHW | Foreign Service | COMMUNICATIONS | PHW-CM-0034 |  |  | D-DWG-PHW-016.2 |  |  | BYDA | Yes | PHW |  | BYDA TELSTRA COMMS | [9 empty] | Telstra | [30 empty] | Forreign service raw data.xlsx | 103
PHW-TT-0076 | 11191.258 | 11382.203 | 190.945 | PHW | Trench Type | TRENCH SECTION |  | 1A | 190.945 | D-DWG-PHW-016.2 | D-DWG-PHW-017.2 |  |  |  | PHW | [42 empty] | Trench Type Register - T2W_PIPELINE.xlsm | 81
PHW-TS-0383 | 11279.5 |  |  | PHW | Trench Stop & Bulkhead | TRENCH STOP | PHW-TS-0383 |  |  | D-DWG-PHW-017 | [47 empty] | Trench&Bulkheads- T2W_PIPELINE.xlsm | 428 | [12 empty] | 1112.5 | 1 | each | 1112.5
PHW-TS-0384 | 11328.6 |  |  | PHW | Trench Stop & Bulkhead | TRENCH STOP | PHW-TS-0384 |  |  | D-DWG-PHW-017 | [47 empty] | Trench&Bulkheads- T2W_PIPELINE.xlsm | 429 | [12 empty] | 1112.5 | 1 | each | 1112.5
PHW-TS-0385 | 11345.9 |  |  | PHW | Trench Stop & Bulkhead | TRENCH STOP | PHW-TS-0385 |  |  | D-DWG-PHW-017 | [47 empty] | Trench&Bulkheads- T2W_PIPELINE.xlsm | 430 | [12 empty] | 1112.5 | 1 | each | 1112.5
PHW-TB-064 | 11370.095 |  |  | PHW | Thrust Block | THRUST BLOCK | PHW-TB-064 | [7 empty] | PHW |  | Type 6 | [11 empty] | DICL | 600 | [27 empty] | Thrust Block Register - T2W_PIPELINE.xlsm | 76 |  |  | Bend
PHW-EL-0019 | 11379 |  |  | PHW | Foreign Service | ELECTRICITY | PHW-EL-0019 |  |  | D-DWG-PHW-017.2 |  |  | PUP | Yes | PHW |  | PUP ELECTRICITY | [40 empty] | Forreign service raw data.xlsx | 104
PHW-TB-065 | 11382.203 |  |  | PHW | Thrust Block | THRUST BLOCK | PHW-TB-065 | [7 empty] | PHW |  | Type 4 | [11 empty] | MSCL | 650 | [27 empty] | Thrust Block Register - T2W_PIPELINE.xlsm | 77 |  |  | Bend
PHW-TT-0077 | 11382.203 | 11427.143 | 44.94 | PHW | Trench Type | TRENCH SECTION |  | 4 | 44.94 | D-DWG-PHW-017.2 | D-DWG-PHW-017.2 |  |  |  | PHW | [42 empty] | Trench Type Register - T2W_PIPELINE.xlsm | 82
PHW-TB-087 | 11396.642 |  |  | PHW | Thrust Block | THRUST BLOCK | PHW-TB-087 | [7 empty] | PHW |  | Type 7 | [11 empty] | DICL | 150 | [27 empty] | Thrust Block Register - T2W_PIPELINE 24-8.xlsm | 246 |  |  | Tee
PHW-RD-0010 | 11427.142 | 11509.11 | 81.968 | PHW | Road & Rail Crossing | MAJOR ROAD CROSSING | PHW-RD-0010 |  | 81.968 | [5 empty] | PHW | Second Range Crossing |  | Sealed | 600 |  |  | OD660x6WT MSCL Sintalock Type 2 PN35 Carrier & OD813x12WT MS Enveloper |  |  |  |  | TMR | [15 empty] | Thrust Boring | [14 empty] | T2WRWP-05304-PTW-PPG-SCH-00002_PHW_PWG.xlsx | 17
PHW-TT-0078 | 11427.143 | 11509.11 | 81.967 | PHW | Trench Type | TRENCH SECTION |  | 8A | 81.967 | D-DWG-PHW-017.2 | D-DWG-PHW-017.2 |  |  |  | PHW | [42 empty] | Trench Type Register - T2W_PIPELINE.xlsm | 83
PHW-TT-0079 | 11509.11 | 11589.46 | 80.35 | PHW | Trench Type | TRENCH SECTION |  | 5 | 80.35 | D-DWG-PHW-017.2 | D-DWG-PHW-017.2 |  |  |  | PHW | [42 empty] | Trench Type Register - T2W_PIPELINE.xlsm | 84
PHW-CC-0010 | 11532 | 11589 | 57 | PHW | Creek Crossing | TRENCHED CREEK CROSSING | PHW-CC-0010 | [7 empty] | PHW | DRY CREEK |  |  |  | LOOSE ROCK | C | [36 empty] | PHw_PWG_Creek_Crossings.xlsx | 12
PHW-TS-0386 | 11581 |  |  | PHW | Trench Stop & Bulkhead | TRENCH STOP | PHW-TS-0386 |  |  | D-DWG-PHW-017 | [47 empty] | Trench&Bulkheads- T2W_PIPELINE.xlsm | 431 | [12 empty] | 1112.5 | 1 | each | 1112.5
PHW-TS-0387 | 11584.3 |  |  | PHW | Trench Stop & Bulkhead | TRENCH STOP | PHW-TS-0387 |  |  | D-DWG-PHW-017 | [47 empty] | Trench&Bulkheads- T2W_PIPELINE.xlsm | 432 | [12 empty] | 1112.5 | 1 | each | 1112.5
PHW-TS-0388 | 11587.6 |  |  | PHW | Trench Stop & Bulkhead | TRENCH STOP | PHW-TS-0388 |  |  | D-DWG-PHW-017 | [47 empty] | Trench&Bulkheads- T2W_PIPELINE.xlsm | 433 | [12 empty] | 1112.5 | 1 | each | 1112.5
PHW-TB-066 | 11589.46 |  |  | PHW | Thrust Block | THRUST BLOCK | PHW-TB-066 | [7 empty] | PHW |  | Type 4 | [11 empty] | MSCL | 650 | [27 empty] | Thrust Block Register - T2W_PIPELINE.xlsm | 78 |  |  | Bend
PHW-TT-0080 | 11589.46 | 11596.46 | 7 | PHW | Trench Type | TRENCH SECTION |  | 1A | 7 | D-DWG-PHW-017.2 | D-DWG-PHW-017.2 |  |  |  | PHW | [42 empty] | Trench Type Register - T2W_PIPELINE.xlsm | 85
PHW-TT-0081 | 11596.46 | 11750.532 | 154.072 | PHW | Trench Type | TRENCH SECTION |  | 5 | 154.072 | D-DWG-PHW-017.2 | D-DWG-PHW-017.2 |  |  |  | PHW | [42 empty] | Trench Type Register - T2W_PIPELINE.xlsm | 86
PHW-TB-088 | 11596.46 |  |  | PHW | Thrust Block | THRUST BLOCK | PHW-TB-088 | [7 empty] | PHW |  | Type 7 | [11 empty] | DICL | 150 | [27 empty] | Thrust Block Register - T2W_PIPELINE 24-8.xlsm | 247 |  |  | Tee
PHW-CC-0011 | 11735 | 11765 | 30 | PHW | Creek Crossing | TRENCHED CREEK CROSSING | PHW-CC-0011 | [7 empty] | PHW | DRY CREEK ARM |  |  |  | LOOSE ROCK | [37 empty] | PHw_PWG_Creek_Crossings.xlsx | 13
PHW-FN-0019 | 11735 |  |  | PHW | Foreign Service | FENCE | PHW-FN-0019 |  |  | D-DWG-PHW-017.2 |  |  |  | Yes | PHW |  | FENCE LINE NO POST - WIRES ONLY | [40 empty] | Forreign service raw data.xlsx | 105
PHW-TT-0082 | 11750.532 | 12441.199 | 690.667 | PHW | Trench Type | TRENCH SECTION |  | 1A | 690.667 | D-DWG-PHW-017.2 | D-DWG-PHW-018.2 |  |  |  | PHW | [42 empty] | Trench Type Register - T2W_PIPELINE.xlsm | 87
PHW-TT-0083 | 12441.199 | 12457.644 | 16.445 | PHW | Trench Type | TRENCH SECTION |  | 4 | 16.445 | D-DWG-PHW-018.2 | D-DWG-PHW-018.2 |  |  |  | PHW | [42 empty] | Trench Type Register - T2W_PIPELINE.xlsm | 88
PHW-CM-0035 | 12452 |  |  | PHW | Foreign Service | COMMUNICATIONS | PHW-CM-0035 |  |  | D-DWG-PHW-018.2 |  |  | BYDA | Yes | PHW |  | BYDA TELSTRA COMMS DN100 | [9 empty] | Telstra |  |  | 100 | [27 empty] | Forreign service raw data.xlsx | 106
PHW-TT-0084 | 12457.644 | 12471.05 | 13.406 | PHW | Trench Type | TRENCH SECTION |  | 7 | 13.406 | D-DWG-PHW-018.2 | D-DWG-PHW-018.2 |  |  |  | PHW | [42 empty] | Trench Type Register - T2W_PIPELINE.xlsm | 89
PHW-RD-0011 | 12461 | 12469 | 8 | PHW | Road & Rail Crossing | MINOR ROAD CROSSING | PHW-RD-0011 |  | 8 | [5 empty] | PHW | Carrington Road |  | Unsealed | 600 |  |  | DN600 PN35 DICL RRJ |  | 8 |  |  | TRC | [15 empty] | Open Trenching | [14 empty] | T2WRWP-05304-PTW-PPG-SCH-00002_PHW_PWG.xlsx | 18
PHW-TS-0389 | 12461 |  |  | PHW | Trench Stop & Bulkhead | TRENCH STOP | PHW-TS-0389 |  |  | D-DWG-PHW-018 | [47 empty] | Trench&Bulkheads- T2W_PIPELINE.xlsm | 434 | [12 empty] | 1112.5 | 1 | each | 1112.5
PHW-TS-0390 | 12468 |  |  | PHW | Trench Stop & Bulkhead | TRENCH STOP | PHW-TS-0390 |  |  | D-DWG-PHW-018 | [47 empty] | Trench&Bulkheads- T2W_PIPELINE.xlsm | 435 | [12 empty] | 1112.5 | 1 | each | 1112.5
PHW-CM-0036 | 12470 |  |  | PHW | Foreign Service | COMMUNICATIONS | PHW-CM-0036 |  |  | D-DWG-PHW-018.2 |  |  | BYDA | Yes | PHW |  | BYDA COMMS DN100 | [12 empty] | 100 | [27 empty] | Forreign service raw data.xlsx | 109
PHW-EL-0020 | 12470 |  |  | PHW | Foreign Service | ELECTRICITY | PHW-EL-0020 |  |  | D-DWG-PHW-018.2 |  |  | PUP | Yes | PHW |  | PUP ELECTRICITY | [40 empty] | Forreign service raw data.xlsx | 107
PHW-EL-0021 | 12470 |  |  | PHW | Foreign Service | ELECTRICITY | PHW-EL-0021 |  |  | D-DWG-PHW-018.2 |  |  | PUP | Yes | PHW |  | PUP ELECTRICITY | [40 empty] | Forreign service raw data.xlsx | 108
PHW-TT-0085 | 12471.05 | 13274.77 | 803.72 | PHW | Trench Type | TRENCH SECTION |  | 1A | 803.72 | D-DWG-PHW-018.2 | D-DWG-PHW-019.2 |  |  |  | PHW | [42 empty] | Trench Type Register - T2W_PIPELINE.xlsm | 90
PHW-EL-0022 | 12507 |  |  | PHW | Foreign Service | ELECTRICITY | PHW-EL-0022 |  |  | D-DWG-PHW-018.2 |  |  | PUP | Yes | PHW |  | PUP ELECTRICITY | [40 empty] | Forreign service raw data.xlsx | 110
PHW-CM-0037 | 12528 |  |  | PHW | Foreign Service | COMMUNICATIONS | PHW-CM-0037 |  |  | D-DWG-PHW-018.2 |  |  | BYDA | Yes | PHW |  | BYDA TELSTRA COMMS DN100 | [9 empty] | Telstra |  |  | 100 | [27 empty] | Forreign service raw data.xlsx | 111
PHW-TS-0391 | 12646.7 |  |  | PHW | Trench Stop & Bulkhead | TRENCH STOP | PHW-TS-0391 |  |  | D-DWG-PHW-019 | [47 empty] | Trench&Bulkheads- T2W_PIPELINE.xlsm | 436 | [12 empty] | 1112.5 | 1 | each | 1112.5
PHW-EL-0023 | 12915 |  |  | PHW | Foreign Service | ELECTRICITY | PHW-EL-0023 |  |  | D-DWG-PHW-019.2 |  |  | PUP | Yes | PHW |  | PUP ELECTRICITY | [40 empty] | Forreign service raw data.xlsx | 112
PHW-CM-0038 | 12969 |  |  | PHW | Foreign Service | COMMUNICATIONS | PHW-CM-0038 |  |  | D-DWG-PHW-019.2 |  |  | BYDA | Yes | PHW |  | BYDA TELSTRA COMMS | [9 empty] | Telstra | [30 empty] | Forreign service raw data.xlsx | 113
PHW-EL-0024 | 13024 |  |  | PHW | Foreign Service | ELECTRICITY | PHW-EL-0024 |  |  | D-DWG-PHW-019.2 |  |  | PUP | Yes | PHW |  | PUP ELECTRICITY | [40 empty] | Forreign service raw data.xlsx | 114
PHW-TB-089 | 13125.991 |  |  | PHW | Thrust Block | THRUST BLOCK | PHW-TB-089 | [7 empty] | PHW |  | Type 7 | [11 empty] | DICL | 150 | [27 empty] | Thrust Block Register - T2W_PIPELINE 24-8.xlsm | 248 |  |  | Tee
PHW-TB-067 | 13230.192 |  |  | PHW | Thrust Block | THRUST BLOCK | PHW-TB-067 | [7 empty] | PHW |  | Type 4 | [11 empty] | DICL | 600 | [27 empty] | Thrust Block Register - T2W_PIPELINE.xlsm | 79 |  |  | Bend
PHW-WA-0017 | 13236 |  |  | PHW | Foreign Service | WATER | PHW-WA-0017 |  |  | D-DWG-PHW-019.2 |  |  | BYDA | Yes | PHW |  | BYDA TRC WATER DN300 | [9 empty] | Toowoomba Regional Council |  |  | 300 | [26 empty] | LOCATION/DEPTH OF WATER SERVICE NOT KNOWN.CONTRACTOR TO CONFIRM PRIOR TO CONSTRUCTION | Forreign service raw data.xlsx | 115
PHW-TB-068 | 13238.609 |  |  | PHW | Thrust Block | THRUST BLOCK | PHW-TB-068 | [7 empty] | PHW |  | Type 7 | [11 empty] | DICL | 600 | [27 empty] | Thrust Block Register - T2W_PIPELINE.xlsm | 80 |  |  | Bend
PHW-TS-0392 | 13242.2 |  |  | PHW | Trench Stop & Bulkhead | TRENCH STOP | PHW-TS-0392 |  |  | D-DWG-PHW-019 | [47 empty] | Trench&Bulkheads- T2W_PIPELINE.xlsm | 437 | [12 empty] | 1112.5 | 1 | each | 1112.5
PHW-EL-0025 | 13243 |  |  | PHW | Foreign Service | ELECTRICITY | PHW-EL-0025 |  |  | D-DWG-PHW-019.2 |  |  | PUP | Yes | PHW |  | PUP ELECTRICITY | [40 empty] | Forreign service raw data.xlsx | 116
PHW-TS-0393 | 13249.7 |  |  | PHW | Trench Stop & Bulkhead | TRENCH STOP | PHW-TS-0393 |  |  | D-DWG-PHW-019 | [47 empty] | Trench&Bulkheads- T2W_PIPELINE.xlsm | 438 | [12 empty] | 1112.5 | 1 | each | 1112.5
PHW-RD-0012 | 13274.77 | 13346.373 | 71.603 | PHW | Road & Rail Crossing | MAJOR ROAD CROSSING | PHW-RD-0012 |  | 71.603 | [5 empty] | PHW | Toowoomba Cecil Plains Road |  | Sealed | 600 |  |  | OD660x6WT MSCL Sintalock Type 2 PN35 Carrier & OD813x12WT MS Enveloper |  |  |  |  | TMR | [15 empty] | Thrust Boring | [14 empty] | T2WRWP-05304-PTW-PPG-SCH-00002_PHW_PWG.xlsx | 19
PHW-TT-0086 | 13274.77 | 13346.374 | 71.604 | PHW | Trench Type | TRENCH SECTION |  | 8A | 71.604 | D-DWG-PHW-019.2 | D-DWG-PHW-020.2 |  |  |  | PHW | [42 empty] | Trench Type Register - T2W_PIPELINE.xlsm | 91
PHW-CM-0039 | 13275 |  |  | PHW | Foreign Service | COMMUNICATIONS | PHW-CM-0039 |  |  | D-DWG-PHW-019.2 |  |  | PUP | Yes | PHW |  | PUP COMMS DN100 | [12 empty] | 100 | [27 empty] | Forreign service raw data.xlsx | 117
PHW-CM-0040 | 13278 |  |  | PHW | Foreign Service | COMMUNICATIONS | PHW-CM-0040 |  |  | D-DWG-PHW-019.2 |  |  | PUP | Yes | PHW |  | PUP COMMS DN100 | [12 empty] | 100 | [27 empty] | Forreign service raw data.xlsx | 118
PHW-CM-0041 | 13278 |  |  | PHW | Foreign Service | COMMUNICATIONS | PHW-CM-0041 |  |  | D-DWG-PHW-019.2 |  |  | PUP | Yes | PHW |  | PUP COMMS DN100 | [12 empty] | 100 | [27 empty] | Forreign service raw data.xlsx | 119
PHW-CM-0042 | 13278 |  |  | PHW | Foreign Service | COMMUNICATIONS | PHW-CM-0042 |  |  | D-DWG-PHW-019.2 |  |  | BYDA | Yes | PHW |  | BYDA NBN COMMS DN100 | [9 empty] | NBN Co |  |  | 100 | [27 empty] | Forreign service raw data.xlsx | 120
PHW-EL-0026 | 13287 |  |  | PHW | Foreign Service | ELECTRICITY | PHW-EL-0026 |  |  | D-DWG-PHW-019.2 |  |  | PUP | Yes | PHW |  | PUP ELECTRICITY | [40 empty] | Forreign service raw data.xlsx | 121
PHW-CM-0043 | 13323 |  |  | PHW | Foreign Service | COMMUNICATIONS | PHW-CM-0043 |  |  | D-DWG-PHW-020.2 |  |  | BYDA | Yes | PHW |  | BYDA TELSTRA COMMS DN100 | [9 empty] | Telstra |  |  | 100 | [27 empty] | Forreign service raw data.xlsx | 122
PHW-TT-0087 | 13346.374 | 14778.123 | 1431.749 | PHW | Trench Type | TRENCH SECTION |  | 1A | 1431.749 | D-DWG-PHW-020.2 | D-DWG-PHW-022.2 |  |  |  | PHW | [42 empty] | Trench Type Register - T2W_PIPELINE.xlsm | 92
PHW-EL-0027 | 13395 |  |  | PHW | Foreign Service | ELECTRICITY | PHW-EL-0027 |  |  | D-DWG-PHW-020.2 |  |  | PUP | Yes | PHW |  | PUP ELECTRICITY | [40 empty] | Forreign service raw data.xlsx | 123
PHW-EL-0028 | 13556 |  |  | PHW | Foreign Service | ELECTRICITY | PHW-EL-0028 |  |  | D-DWG-PHW-020.2 |  |  | PUP | Yes | PHW |  | PUP ELECTRICITY | [40 empty] | Forreign service raw data.xlsx | 124
PHW-VG-0062 | 13590 | 13610 | 20 | PHW | Vegetation | TREE REMOVAL | VEG_PHW062 | [49 empty] | 4 SMALL TREE | T2W - Tree Removal TakeOff (V.1).xlsx | 79 | 90 | LIGHT
PHW-EL-0029 | 13606 |  |  | PHW | Foreign Service | ELECTRICITY | PHW-EL-0029 |  |  | D-DWG-PHW-020.2 |  |  | PUP | Yes | PHW |  | PUP ELECTRICITY | [40 empty] | Forreign service raw data.xlsx | 125
PHW-EL-0030 | 13613 |  |  | PHW | Foreign Service | ELECTRICITY | PHW-EL-0030 |  |  | D-DWG-PHW-020.2 |  |  | PUP | Yes | PHW |  | PUP ELECTRICITY | [40 empty] | Forreign service raw data.xlsx | 126
PHW-EL-0031 | 13628 |  |  | PHW | Foreign Service | ELECTRICITY | PHW-EL-0031 |  |  | D-DWG-PHW-020.2 |  |  | PUP | Yes | PHW |  | PUP ELECTRICITY | [40 empty] | Forreign service raw data.xlsx | 127
PHW-WA-0018 | 13644 |  |  | PHW | Foreign Service | WATER | PHW-WA-0018 |  |  | D-DWG-PHW-020.2 |  |  | BYDA | Yes | PHW |  | BYDA TRC WATER DN375 | [9 empty] | Toowoomba Regional Council |  |  | 375 | [26 empty] | LOCATION/DEPTH OF WATER SERVICE NOT KNOWN.CONTRACTOR TO CONFIRM PRIOR TO CONSTRUCTION | Forreign service raw data.xlsx | 128
PHW-CM-0044 | 13650 |  |  | PHW | Foreign Service | COMMUNICATIONS | PHW-CM-0044 |  |  | D-DWG-PHW-020.2 |  |  | BYDA | Yes | PHW |  | BYDA TELSTA COMMS DN100 | [9 empty] | Telstra |  |  | 100 | [27 empty] | Forreign service raw data.xlsx | 129
PHW-TB-069 | 13674.348 |  |  | PHW | Thrust Block | THRUST BLOCK | PHW-TB-069 | [7 empty] | PHW |  | Type 1 | [11 empty] | DICL | 600 | [27 empty] | Thrust Block Register - T2W_PIPELINE.xlsm | 81 |  |  | Bend
PHW-EL-0032 | 13950 |  |  | PHW | Foreign Service | ELECTRICITY | PHW-EL-0032 |  |  | D-DWG-PHW-020.2 |  |  | PUP | Yes | PHW |  | PUP ELECTRICITY | [40 empty] | Forreign service raw data.xlsx | 130
PHW-VG-0063 | 13960 | 13980 | 20 | PHW | Vegetation | TREE REMOVAL | VEG_PHW063 | [49 empty] | 3 LARGE TREES | T2W - Tree Removal TakeOff (V.1).xlsx | 80 | 73 | TRIM
PHW-TB-070 | 14107.829 |  |  | PHW | Thrust Block | THRUST BLOCK | PHW-TB-070 | [7 empty] | PHW |  | Type 1 | [11 empty] | DICL | 600 | [27 empty] | Thrust Block Register - T2W_PIPELINE.xlsm | 82 |  |  | Bend
PHW-CM-0045 | 14114 |  |  | PHW | Foreign Service | COMMUNICATIONS | PHW-CM-0045 |  |  | D-DWG-PHW-021.2 |  |  | BYDA | Yes | PHW |  | BYDA NBN COMMS DN100 | [9 empty] | NBN Co |  |  | 100 | [27 empty] | Forreign service raw data.xlsx | 131
PHW-CM-0046 | 14116 |  |  | PHW | Foreign Service | COMMUNICATIONS | PHW-CM-0046 |  |  | D-DWG-PHW-021.2 |  |  | BYDA | Yes | PHW |  | BYDA TELSTRA COMMS DN35 | [9 empty] | Telstra |  |  | 35 | [27 empty] | Forreign service raw data.xlsx | 132
PHW-TB-071 | 14119.348 |  |  | PHW | Thrust Block | THRUST BLOCK | PHW-TB-071 | [7 empty] | PHW |  | Type 10 | [11 empty] | DICL | 600 | [27 empty] | Thrust Block Register - T2W_PIPELINE.xlsm | 83 |  |  | Bend
PHW-EL-0033 | 14192 |  |  | PHW | Foreign Service | ELECTRICITY | PHW-EL-0033 |  |  | D-DWG-PHW-021.2 |  |  | PUP | Yes | PHW |  | PUP ELECTRICITY | [40 empty] | Forreign service raw data.xlsx | 133
PHW-VG-0064 | 14250 | 14260 | 10 | PHW | Vegetation | TREE REMOVAL | VEG_PHW064 | [49 empty] | 1 SMALL TREE | T2W - Tree Removal TakeOff (V.1).xlsx | 81 | 21.5 | LIGHT
PHW-TB-097 | 14323.567 |  |  | PHW | Thrust Block | THRUST BLOCK | PHW-TB-097 | [7 empty] | PHW |  | Type 12 | [12 empty] | 600 | [27 empty] | Thrust Block Register - T2W_PIPELINE 24-8.xlsm | 256 |  |  | Isolation Valve
PHW-EL-0034 | 14335 |  |  | PHW | Foreign Service | ELECTRICITY | PHW-EL-0034 |  |  | D-DWG-PHW-021.2 |  |  | PUP | Yes | PHW |  | PUP ELECTRICITY | [40 empty] | Forreign service raw data.xlsx | 134
PHW-VG-0065 | 14350 | 14360 | 10 | PHW | Vegetation | TREE REMOVAL | VEG_PHW065 | [49 empty] | 1 LARGE TREE | T2W - Tree Removal TakeOff (V.1).xlsx | 82 | 29 | TRIM
PHW-CM-0047 | 14630 |  |  | PHW | Foreign Service | COMMUNICATIONS | PHW-CM-0047 |  |  | D-DWG-PHW-021.2 |  |  | BYDA | Yes | PHW |  | BYDA TELSTRA COMMS DN35 | [9 empty] | Telstra |  |  | 35 | [27 empty] | Forreign service raw data.xlsx | 135
PHW-TT-0088 | 14778.123 | 14806.133 | 28.01 | PHW | Trench Type | TRENCH SECTION |  | 4 | 28.01 | D-DWG-PHW-022.2 | D-DWG-PHW-022.2 |  |  |  | PHW | [42 empty] | Trench Type Register - T2W_PIPELINE.xlsm | 93
PHW-SW-0004 | 14803 |  |  | PHW | Foreign Service | SEWER | PHW-SW-0004 |  |  | D-DWG-PHW-022.2 |  | D-DWG-PHW-022_C | BYDA | Yes | PHW |  | BYDA TRC SEWER | [9 empty] | Toowoomba Regional Council | [30 empty] | Forreign service raw data.xlsx | 136
PHW-RD-0013 | 14806.133 | 14839.513 | 33.38 | PHW | Road & Rail Crossing | MAJOR ROAD CROSSING | PHW-RD-0013 |  | 33.38 | [5 empty] | PHW | Drayton Wellcamp Road |  | Sealed | 600 |  |  | OD660x6WT MSCL Sintalock Type 2 PN35 Carrier & OD813x12WT MS Enveloper |  |  |  |  | TRC | [15 empty] | Thrust Boring | [14 empty] | T2WRWP-05304-PTW-PPG-SCH-00002_PHW_PWG.xlsx | 20
PHW-TT-0089 | 14806.133 | 14839.513 | 33.38 | PHW | Trench Type | TRENCH SECTION |  | 8A | 33.38 | D-DWG-PHW-022.2 | D-DWG-PHW-022.2 |  |  |  | PHW | [42 empty] | Trench Type Register - T2W_PIPELINE.xlsm | 94
PHW-EL-0035 | 14830 |  |  | PHW | Foreign Service | ELECTRICITY | PHW-EL-0035 |  |  | D-DWG-PHW-022.2 |  |  | PUP | Yes | PHW |  | PUP ELECTRICITY | [40 empty] | Forreign service raw data.xlsx | 137
PHW-CM-0048 | 14832 |  |  | PHW | Foreign Service | COMMUNICATIONS | PHW-CM-0048 |  |  | D-DWG-PHW-022.2 |  |  | PUP | Yes | PHW |  | PUP COMMS DN100 | [12 empty] | 100 | [27 empty] | Forreign service raw data.xlsx | 138
PHW-TT-0090 | 14839.513 | 15743.419 | 903.906 | PHW | Trench Type | TRENCH SECTION |  | 1A | 903.906 | D-DWG-PHW-022.2 | D-DWG-PHW-023.2 |  |  |  | PHW | [42 empty] | Trench Type Register - T2W_PIPELINE.xlsm | 95
PHW-EL-0036 | 14925 |  |  | PHW | Foreign Service | ELECTRICITY | PHW-EL-0036 |  |  | D-DWG-PHW-022.2 |  |  | PUP | Yes | PHW |  | PUP ELECTRICITY | [40 empty] | Forreign service raw data.xlsx | 139
PHW-EL-0037 | 15049 |  |  | PHW | Foreign Service | ELECTRICITY | PHW-EL-0037 |  |  | D-DWG-PHW-022.2 |  |  | PUP | Yes | PHW |  | PUP ELECTRICITY | [40 empty] | Forreign service raw data.xlsx | 140
PHW-EL-0038 | 15052 |  |  | PHW | Foreign Service | ELECTRICITY | PHW-EL-0038 |  |  | D-DWG-PHW-022.2 |  |  | PUP | Yes | PHW |  | PUP ELECTRICITY | [40 empty] | Forreign service raw data.xlsx | 141
PHW-CM-0049 | 15054 |  |  | PHW | Foreign Service | COMMUNICATIONS | PHW-CM-0049 |  |  | D-DWG-PHW-022.2 |  |  | BYDA | Yes | PHW |  | BYDA TELSTRA COMMS DN50 | [9 empty] | Telstra |  |  | 50 | [27 empty] | Forreign service raw data.xlsx | 142
PHW-TB-090 | 15248.457 |  |  | PHW | Thrust Block | THRUST BLOCK | PHW-TB-090 | [7 empty] | PHW |  | Type 7 | [11 empty] | DICL | 150 | [27 empty] | Thrust Block Register - T2W_PIPELINE 24-8.xlsm | 249 |  |  | Tee
PHW-TT-0091 | 15743.419 | 15762.576 | 19.157 | PHW | Trench Type | TRENCH SECTION |  | 6 | 19.157 | D-DWG-PHW-023.2 | D-DWG-PHW-023.2 |  |  |  | PHW | [42 empty] | Trench Type Register - T2W_PIPELINE.xlsm | 96
PHW-CM-0050 | 15758 |  |  | PHW | Foreign Service | COMMUNICATIONS | PHW-CM-0050 |  |  | D-DWG-PHW-023.2 |  |  | BYDA | Yes | PHW |  | BYDA TELSTRA COMMS DN50 | [9 empty] | Telstra |  |  | 50 | [27 empty] | Forreign service raw data.xlsx | 143
PHW-VG-0066 | 15760 | 15770 | 10 | PHW | Vegetation | TREE REMOVAL | VEG_PHW066 | [49 empty] | 1 LARGE TREE | T2W - Tree Removal TakeOff (V.1).xlsx | 83 | 43 | TRIM
PHW-RD-0014 | 15762 | 15777 | 15 | PHW | Road & Rail Crossing | MINOR ROAD CROSSING | PHW-RD-0014 |  | 15 | [5 empty] | PHW | Max Smith Road |  | Sealed | 600 |  |  | DN600 PN35 DICL RRJ | 15 |  |  |  | TRC | [15 empty] | Open Trenching | [14 empty] | T2WRWP-05304-PTW-PPG-SCH-00002_PHW_PWG.xlsx | 21
PHW-TT-0092 | 15762.576 | 16145.329 | 382.753 | PHW | Trench Type | TRENCH SECTION |  | 1A | 382.753 | D-DWG-PHW-023.2 | D-DWG-PHW-024.2 |  |  |  | PHW | [42 empty] | Trench Type Register - T2W_PIPELINE.xlsm | 97
PHW-CM-0051 | 15763 |  |  | PHW | Foreign Service | COMMUNICATIONS | PHW-CM-0051 |  |  | D-DWG-PHW-023.2 |  |  | BYDA | Yes | PHW |  | BYDA TELSTRA COMMS DN50 | [9 empty] | Telstra |  |  | 50 | [27 empty] | Forreign service raw data.xlsx | 144
PHW-EL-0039 | 15769 |  |  | PHW | Foreign Service | ELECTRICITY | PHW-EL-0039 |  |  | D-DWG-PHW-023.2 |  |  | PUP | Yes | PHW |  | PUP ELECTRICITY | [40 empty] | Forreign service raw data.xlsx | 145
PHW-TT-0093 | 16145.329 | 16226.018 | 80.689 | PHW | Trench Type | TRENCH SECTION |  | 1A/1B/1C | 80.689 | D-DWG-PHW-024.2 | D-DWG-PHW-024.2 |  |  |  | PHW | [42 empty] | Trench Type Register - T2W_PIPELINE.xlsm | 98
PHW-CC-0012 | 16180 | 16191 | 11 | PHW | Creek Crossing | TRENCHED CREEK CROSSING | PHW-CC-0012 | [7 empty] | PHW |  |  |  |  | FABRIC/VEGETATION | [37 empty] | PHw_PWG_Creek_Crossings.xlsx | 14
PHW-TT-0094 | 16226.018 | 16956.128 | 730.11 | PHW | Trench Type | TRENCH SECTION |  | 1A | 730.11 | D-DWG-PHW-024.2 | D-DWG-PHW-025.2 |  |  |  | PHW | [42 empty] | Trench Type Register - T2W_PIPELINE.xlsm | 99
PHW-EL-0040 | 16590 |  |  | PHW | Foreign Service | ELECTRICITY | PHW-EL-0040 |  |  | D-DWG-PHW-024.2 |  |  | PUP | Yes | PHW |  | PUP ELECTRICITY | [40 empty] | Forreign service raw data.xlsx | 146
PHW-TT-0095 | 16956.128 | 17043.684 | 87.556 | PHW | Trench Type | TRENCH SECTION |  | 5 | 87.556 | D-DWG-PHW-025.2 | D-DWG-PHW-025.2 |  |  |  | PHW | [42 empty] | Trench Type Register - T2W_PIPELINE.xlsm | 100
PHW-CC-0013 | 16978 | 17002 | 24 | PHW | Creek Crossing | TRENCHED CREEK CROSSING | PHW-CC-0013 | [7 empty] | PHW | SPRING CREEK |  |  |  | LOOSE ROCK | A | [36 empty] | PHw_PWG_Creek_Crossings.xlsx | 15
PHW-SW-0005 | 17031 |  |  | PHW | Foreign Service | SEWER | PHW-SW-0005 |  |  | D-DWG-PHW-025.2 |  |  | PUP | Yes | PHW |  | PUP SEWER DN375 | [12 empty] | 375 | [27 empty] | Forreign service raw data.xlsx | 147
PHW-TB-091 | 17038.094 |  |  | PHW | Thrust Block | THRUST BLOCK | PHW-TB-091 | [7 empty] | PHW |  | Type 6 | [11 empty] | DICL | 150 | [27 empty] | Thrust Block Register - T2W_PIPELINE 24-8.xlsm | 250 |  |  | Tee
PHW-TB-072 | 17043.684 |  |  | PHW | Thrust Block | THRUST BLOCK | PHW-TB-072 | [7 empty] | PHW |  | Type 1 | [11 empty] | MSCL | 650 | [27 empty] | Thrust Block Register - T2W_PIPELINE.xlsm | 84 |  |  | Bend
PHW-TT-0096 | 17043.684 | 17910.948 | 867.264 | PHW | Trench Type | TRENCH SECTION |  | 1A | 867.264 | D-DWG-PHW-025.2 | D-DWG-PHW-026.2 |  |  |  | PHW | [42 empty] | Trench Type Register - T2W_PIPELINE.xlsm | 101
PHW-CC-0014 | 17900 | 18040 | 140 | PHW | Creek Crossing | TRENCHED CREEK CROSSING | PHW-CC-0014 | [7 empty] | PHW |  |  |  |  | FABRIC/VEGETATION | [37 empty] | PHw_PWG_Creek_Crossings.xlsx | 16
PHW-TT-0097 | 17910.948 | 17996.139 | 85.191 | PHW | Trench Type | TRENCH SECTION |  | 4 | 85.191 | D-DWG-PHW-026.2 | D-DWG-PHW-026.2 |  |  |  | PHW | [42 empty] | Trench Type Register - T2W_PIPELINE.xlsm | 102
PHW-TB-092 | 17984.612 |  |  | PHW | Thrust Block | THRUST BLOCK | PHW-TB-092 | [7 empty] | PHW |  | Type 6 | [11 empty] | DICL | 150 | [27 empty] | Thrust Block Register - T2W_PIPELINE 24-8.xlsm | 251 |  |  | Tee
PHW-TT-0098 | 17996.139 | 18075.205 | 79.066 | PHW | Trench Type | TRENCH SECTION |  | 1A | 79.066 | D-DWG-PHW-026.2 | D-DWG-PHW-026.2 |  |  |  | PHW | [42 empty] | Trench Type Register - T2W_PIPELINE.xlsm | 103
PHW-TB-073 | 18060.322 |  |  | PHW | Thrust Block | THRUST BLOCK | PHW-TB-073 | [7 empty] | PHW |  | Type 1 | [11 empty] | DICL | 600 | [27 empty] | Thrust Block Register - T2W_PIPELINE.xlsm | 85 |  |  | Bend
PHW-TB-074 | 18066.852 |  |  | PHW | Thrust Block | THRUST BLOCK | PHW-TB-074 | [7 empty] | PHW |  | Type 4 | [11 empty] | DICL | 600 | [27 empty] | Thrust Block Register - T2W_PIPELINE.xlsm | 86 |  |  | Bend
PHW-TT-0099 | 18075.205 | 18080.497 | 5.292 | PHW | Trench Type | TRENCH SECTION |  | 4 | 5.292 | D-DWG-PHW-026.2 | D-DWG-PHW-026.2 |  |  |  | PHW | [42 empty] | Trench Type Register - T2W_PIPELINE.xlsm | 104
PHW-SW-0006 | 18078 |  |  | PHW | Foreign Service | SEWER | PHW-SW-0006 |  |  | D-DWG-PHW-026.2 |  |  | BYDA | Yes | PHW |  | BYDA SEWER DN375 | [12 empty] | 375 | [27 empty] | Forreign service raw data.xlsx | 148
PHW-CM-0052 | 18079 |  |  | PHW | Foreign Service | COMMUNICATIONS | PHW-CM-0052 |  |  | D-DWG-PHW-026.2 |  |  | BYDA | Yes | PHW |  | BYD TELSTRA COMMS | [9 empty] | Telstra | [30 empty] | Forreign service raw data.xlsx | 149
PHW-TT-0100 | 18080.497 | 19120.154 | 1039.657 | PHW | Trench Type | TRENCH SECTION |  | 1A | 1039.657 | D-DWG-PHW-026.2 | D-DWG-PHW-028.2 |  |  |  | PHW | [42 empty] | Trench Type Register - T2W_PIPELINE.xlsm | 105
PHW-FN-0020 | 18452 |  |  | PHW | Foreign Service | FENCE | PHW-FN-0020 |  |  | D-DWG-PHW-027.2 |  |  |  | Yes | PHW |  | FENCE LINE NO POSTS - WIRES ONLY | [40 empty] | Forreign service raw data.xlsx | 150
PHW-CC-0015 | 18469 | 18539 | 70 | PHW | Creek Crossing | TRENCHED CREEK CROSSING | PHW-CC-0015 | [7 empty] | PHW |  |  |  |  | FABRIC/VEGETATION | [37 empty] | PHw_PWG_Creek_Crossings.xlsx | 17
PHW-FN-0021 | 18507 |  |  | PHW | Foreign Service | FENCE | PHW-FN-0021 |  |  | D-DWG-PHW-027.2 |  |  |  | Yes | PHW |  | FENCE LINE NO POSTS - WIRES ONLY | [40 empty] | Forreign service raw data.xlsx | 151
PHW-TB-075 | 18577.023 |  |  | PHW | Thrust Block | THRUST BLOCK | PHW-TB-075 | [7 empty] | PHW |  | Type 4 | [11 empty] | DICL | 600 | [27 empty] | Thrust Block Register - T2W_PIPELINE.xlsm | 87 |  |  | Bend
PHW-TB-076 | 18590.921 |  |  | PHW | Thrust Block | THRUST BLOCK | PHW-TB-076 | [7 empty] | PHW |  | Type 11 | [11 empty] | DICL | 600 | [27 empty] | Thrust Block Register - T2W_PIPELINE.xlsm | 88 |  |  | Bend
PHW-EL-0041 | 18601 |  |  | PHW | Foreign Service | ELECTRICITY | PHW-EL-0041 |  |  | D-DWG-PHW-027.2 |  |  | PUP | Yes | PHW |  | PUP ELECTRICITY | [40 empty] | Forreign service raw data.xlsx | 152
PHW-CM-0053 | 18717 |  |  | PHW | Foreign Service | COMMUNICATIONS | PHW-CM-0053 |  |  | D-DWG-PHW-027.2 |  |  | BYDA | Yes | PHW |  | BYDA TELSTRA COMMSTUD | [9 empty] | Telstra | [29 empty] | LOCATION OF TELECOMS SERVICE NOT KNOWN.CONTRACTOR TO CONFIRM PRIOR TO CONSTRUCTION | Forreign service raw data.xlsx | 153
PHW-CM-0054 | 18828 |  |  | PHW | Foreign Service | COMMUNICATIONS | PHW-CM-0054 |  |  | D-DWG-PHW-027.2 |  |  | BYDA | Yes | PHW |  | BYDA TELSTRA COMMS DN35 | [9 empty] | Telstra |  |  | 35 | [27 empty] | Forreign service raw data.xlsx | 154
PHW-EL-0042 | 18889 |  |  | PHW | Foreign Service | ELECTRICITY | PHW-EL-0042 |  |  | D-DWG-PHW-027.2 |  |  | PUP | Yes | PHW |  | PUP ELECTRICITY | [40 empty] | Forreign service raw data.xlsx | 155
PHW-VG-0067 | 18990 | 19000 | 10 | PHW | Vegetation | TREE REMOVAL | VEG_PHW067 | [49 empty] | 1 SMALL TREE | T2W - Tree Removal TakeOff (V.1).xlsx | 84 | 63.7 | LIGHT
PHW-TS-0394 | 19009.5 |  |  | PHW | Trench Stop & Bulkhead | TRENCH STOP | PHW-TS-0394 |  |  | D-DWG-PHW-028 | [47 empty] | Trench&Bulkheads- T2W_PIPELINE.xlsm | 439 | [12 empty] | 1112.5 | 1 | each | 1112.5
PHW-VG-0068 | 19010 | 19060 | 50 | PHW | Vegetation | TREE REMOVAL | VEG_PHW068 | [49 empty] | 6 LARGE TREES | T2W - Tree Removal TakeOff (V.1).xlsx | 85 | 593 | HEAVY
PHW-TS-0395 | 19022.1 |  |  | PHW | Trench Stop & Bulkhead | TRENCH STOP | PHW-TS-0395 |  |  | D-DWG-PHW-028 | [47 empty] | Trench&Bulkheads- T2W_PIPELINE.xlsm | 440 | [12 empty] | 1112.5 | 1 | each | 1112.5
PHW-TS-0396 | 19039.67 |  |  | PHW | Trench Stop & Bulkhead | TRENCH STOP | PHW-TS-0396 |  |  | D-DWG-PHW-028 | [47 empty] | Trench&Bulkheads- T2W_PIPELINE.xlsm | 441 | [12 empty] | 1112.5 | 1 | each | 1112.5
PHW-TS-0397 | 19047.47 |  |  | PHW | Trench Stop & Bulkhead | TRENCH STOP | PHW-TS-0397 |  |  | D-DWG-PHW-028 | [47 empty] | Trench&Bulkheads- T2W_PIPELINE.xlsm | 442 | [12 empty] | 1112.5 | 1 | each | 1112.5
PHW-TS-0398 | 19055.27 |  |  | PHW | Trench Stop & Bulkhead | TRENCH STOP | PHW-TS-0398 |  |  | D-DWG-PHW-028 | [47 empty] | Trench&Bulkheads- T2W_PIPELINE.xlsm | 443 | [12 empty] | 1112.5 | 1 | each | 1112.5
PHW-TS-0399 | 19063.07 |  |  | PHW | Trench Stop & Bulkhead | TRENCH STOP | PHW-TS-0399 |  |  | D-DWG-PHW-028 | [47 empty] | Trench&Bulkheads- T2W_PIPELINE.xlsm | 444 | [12 empty] | 1112.5 | 1 | each | 1112.5
PHW-TS-0400 | 19070.87 |  |  | PHW | Trench Stop & Bulkhead | TRENCH STOP | PHW-TS-0400 |  |  | D-DWG-PHW-028 | [47 empty] | Trench&Bulkheads- T2W_PIPELINE.xlsm | 445 | [12 empty] | 1112.5 | 1 | each | 1112.5
PHW-TS-0401 | 19078.67 |  |  | PHW | Trench Stop & Bulkhead | TRENCH STOP | PHW-TS-0401 |  |  | D-DWG-PHW-028 | [47 empty] | Trench&Bulkheads- T2W_PIPELINE.xlsm | 446 | [12 empty] | 1112.5 | 1 | each | 1112.5
PHW-TS-0402 | 19086.47 |  |  | PHW | Trench Stop & Bulkhead | TRENCH STOP | PHW-TS-0402 |  |  | D-DWG-PHW-028 | [47 empty] | Trench&Bulkheads- T2W_PIPELINE.xlsm | 447 | [12 empty] | 1112.5 | 1 | each | 1112.5
PHW-TS-0403 | 19094.27 |  |  | PHW | Trench Stop & Bulkhead | TRENCH STOP | PHW-TS-0403 |  |  | D-DWG-PHW-028 | [47 empty] | Trench&Bulkheads- T2W_PIPELINE.xlsm | 448 | [12 empty] | 1112.5 | 1 | each | 1112.5
PHW-TB-101 | 19097.802 |  |  | PHW | Thrust Block | THRUST BLOCK | PHW-TB-101 | [7 empty] | PHW |  | 2 x Type 12 | [12 empty] | 600 | [27 empty] | Thrust Block Register - T2W_PIPELINE 24-8.xlsm | 260 |  |  | Pigging Station
PHW-TS-0404 | 19102.07 |  |  | PHW | Trench Stop & Bulkhead | TRENCH STOP | PHW-TS-0404 |  |  | D-DWG-PHW-028 | [47 empty] | Trench&Bulkheads- T2W_PIPELINE.xlsm | 449 | [12 empty] | 1112.5 | 1 | each | 1112.5
PHW-TS-0405 | 19109.87 |  |  | PHW | Trench Stop & Bulkhead | TRENCH STOP | PHW-TS-0405 |  |  | D-DWG-PHW-028 | [47 empty] | Trench&Bulkheads- T2W_PIPELINE.xlsm | 450 | [12 empty] | 1112.5 | 1 | each | 1112.5
PHW-VG-0069 | 19110 | 19120 | 10 | PHW | Vegetation | TREE REMOVAL | VEG_PHW069 | [49 empty] | 2 LARGE TREES | T2W - Tree Removal TakeOff (V.1).xlsx | 86 | 105 | HEAVY
PHW-TS-0406 | 19111 |  |  | PHW | Trench Stop & Bulkhead | TRENCH STOP | PHW-TS-0406 |  |  | D-DWG-PHW-028 | [47 empty] | Trench&Bulkheads- T2W_PIPELINE.xlsm | 451 | [12 empty] | 1112.5 | 1 | each | 1112.5
PHW-TB-098 | 19120.153 |  |  | PHW | Thrust Block | THRUST BLOCK | PHW-TB-098 | [7 empty] | PHW |  | Type 14 | [12 empty] | 600 | [27 empty] | Thrust Block Register - T2W_PIPELINE 24-8.xlsm | 257 |  |  | In-Line
PHW-TT-0101 | 19120.154 | 19155.385 | 35.231 | PHW | Trench Type | TRENCH SECTION |  | 5 | 35.231 | D-DWG-PHW-028.2 | D-DWG-PHW-028.2 |  |  |  | PHW | [42 empty] | Trench Type Register - T2W_PIPELINE.xlsm | 106
PHW-CM-0055 | 19123 |  |  | PHW | Foreign Service | COMMUNICATIONS | PHW-CM-0055 |  |  | D-DWG-PHW-028.2 |  |  | BYDA | Yes | PHW |  | BYDA TELSTRA COMMS DN20 | [9 empty] | Telstra |  |  | 20 | [26 empty] | CONTRACTOR TO LOCATE EXISTING TELECOMS AND ENSURE PIGGING STATION DOES NOT CLASH | Forreign service raw data.xlsx | 156
PHW-FN-0022 | 19124 |  |  | PHW | Foreign Service | FENCE | PHW-FN-0022 |  |  | D-DWG-PHW-028.2 |  |  |  | Yes | PHW |  | FENCE LINE NO POSTS - WIRES ONLY | [40 empty] | Forreign service raw data.xlsx | 157
PHW-VG-0070 | 19132 | 19132 | 0 | PHW | Vegetation | TREE REMOVAL | VEG_PHW070 | [49 empty] | 1 LARGE TREES | T2W - Tree Removal TakeOff (V.1).xlsx | 87 | 73 | HEAVY
PHW-BS-0041 | 19139.744 |  |  | PHW | Trench Stop & Bulkhead | BULK HEAD | PHW-BS-0041 |  |  | D-DWG-PHW-028 | [47 empty] | Trench&Bulkheads- T2W_PIPELINE.xlsm | 452 | [12 empty] | 20507 | 1 | each | 20507
PHW-BS-0042 | 19141.144 |  |  | PHW | Trench Stop & Bulkhead | BULK HEAD | PHW-BS-0042 |  |  | D-DWG-PHW-028 | [47 empty] | Trench&Bulkheads- T2W_PIPELINE.xlsm | 453 | [12 empty] | 20507 | 1 | each | 20507
PHW-BS-0043 | 19142.544 |  |  | PHW | Trench Stop & Bulkhead | BULK HEAD | PHW-BS-0043 |  |  | D-DWG-PHW-028 | [47 empty] | Trench&Bulkheads- T2W_PIPELINE.xlsm | 454 | [12 empty] | 20507 | 1 | each | 20507
PHW-BS-0044 | 19143.944 |  |  | PHW | Trench Stop & Bulkhead | BULK HEAD | PHW-BS-0044 |  |  | D-DWG-PHW-028 | [47 empty] | Trench&Bulkheads- T2W_PIPELINE.xlsm | 455 | [12 empty] | 20507 | 1 | each | 20507
PHW-BS-0045 | 19145.344 |  |  | PHW | Trench Stop & Bulkhead | BULK HEAD | PHW-BS-0045 |  |  | D-DWG-PHW-028 | [47 empty] | Trench&Bulkheads- T2W_PIPELINE.xlsm | 456 | [12 empty] | 20507 | 1 | each | 20507
PHW-BS-0046 | 19146.744 |  |  | PHW | Trench Stop & Bulkhead | BULK HEAD | PHW-BS-0046 |  |  | D-DWG-PHW-028 | [47 empty] | Trench&Bulkheads- T2W_PIPELINE.xlsm | 457 | [12 empty] | 20507 | 1 | each | 20507
PHW-FN-0023 | 19155 |  |  | PHW | Foreign Service | FENCE | PHW-FN-0023 |  |  | D-DWG-PHW-028.2 |  |  |  | Yes | PHW |  | FENCE LINE NO POSTS - WIRES ONLY | [40 empty] | Forreign service raw data.xlsx | 158
PHW-TT-0102 | 19155.385 | 19156.739 | 1.354 | PHW | Trench Type | TRENCH SECTION |  | 1A | 1.354 | D-DWG-PHW-028.2 | D-DWG-PHW-028.2 |  |  |  | PHW | [42 empty] | Trench Type Register - T2W_PIPELINE.xlsm | 107
PHW-TB-099 | 19155.385 |  |  | PHW | Thrust Block | THRUST BLOCK | PHW-TB-099 | [7 empty] | PHW |  | Type 14 | [12 empty] | 600 | [27 empty] | Thrust Block Register - T2W_PIPELINE 24-8.xlsm | 258 |  |  | In-Line
PWG-TT-0001 | 0 | 3.804 | 3.804 | PWG | Trench Type | TRENCH SECTION |  | 1A | 3.804 | D-DWG-PWG-001.2 | D-DWG-PWG-001.2 |  |  |  | PWG | [42 empty] | Trench Type Register - T2W_PIPELINE.xlsm | 109
PWG-TB-001 | 0.548 |  |  | PWG | Thrust Block | THRUST BLOCK | PWG-TB-001 | [7 empty] | PWG |  | Type 9 | [11 empty] | DICL | 375 | [27 empty] | Thrust Block Register - T2W_PIPELINE.xlsm | 89 |  |  | Bend
PWG-TS-0001 | 2 |  |  | PWG | Trench Stop & Bulkhead | TRENCH STOP | PWG-TS-0001 |  |  | D-DWG-PWG-001 | [47 empty] | Trench&Bulkheads- T2W_PIPELINE.xlsm | 458 | [12 empty] | 1112.5 | 1 | each | 1112.5
PWG-TT-0002 | 3.804 | 6.229 | 2.425 | PWG | Trench Type | TRENCH SECTION |  | 4 | 2.425 | D-DWG-PWG-001.2 | D-DWG-PWG-001.2 |  |  |  | PWG | [42 empty] | Trench Type Register - T2W_PIPELINE.xlsm | 110
PWG-TT-0003 | 6.229 | 14.172 | 7.943 | PWG | Trench Type | TRENCH SECTION |  | 1A | 7.943 | D-DWG-PWG-001.2 | D-DWG-PWG-001.2 |  |  |  | PWG | [42 empty] | Trench Type Register - T2W_PIPELINE.xlsm | 111
PWG-BS-0001 | 7 |  |  | PWG | Trench Stop & Bulkhead | BULK HEAD | PWG-BS-0001 |  |  | D-DWG-PWG-001 | [47 empty] | Trench&Bulkheads- T2W_PIPELINE.xlsm | 459 | [12 empty] | 20507 | 1 | each | 20507
PWG-CM-0001 | 12 |  |  | PWG | Foreign Service | COMMUNICATIONS | PWG-CM-0001 |  |  | D-DWG-PWG-001.2 |  |  | BYDA | Yes | PWG |  | BYDA TELSTRA COMMS DN20 | [9 empty] | Telstra |  |  | 20 | [27 empty] | Forreign service raw data.xlsx | 159
PWG-TS-0002 | 12 |  |  | PWG | Trench Stop & Bulkhead | TRENCH STOP | PWG-TS-0002 |  |  | D-DWG-PWG-001 | [47 empty] | Trench&Bulkheads- T2W_PIPELINE.xlsm | 460 | [12 empty] | 1112.5 | 1 | each | 1112.5
PWG-TB-002 | 14.172 |  |  | PWG | Thrust Block | THRUST BLOCK | PWG-TB-002 | [7 empty] | PWG |  | Type 5 | [11 empty] | DICL | 375 | [27 empty] | Thrust Block Register - T2W_PIPELINE.xlsm | 90 |  |  | Bend
PWG-TT-0004 | 14.172 | 42.513 | 28.341 | PWG | Trench Type | TRENCH SECTION |  | 7 | 28.341 | D-DWG-PWG-001.2 | D-DWG-PWG-001.2 |  |  |  | PWG | [42 empty] | Trench Type Register - T2W_PIPELINE.xlsm | 112
PWG-RD-0001 | 16 | 27 | 11 | PWG | Road & Rail Crossing | MINOR ROAD CROSSING | PWG-RD-0001 |  | 11 | [5 empty] | PWG | E. Drews Road |  | Unsealed | 375 |  |  | DN375 PN35 DICL RRJ |  | 11 |  |  | TRC | [15 empty] | Open Trenching | [14 empty] | T2WRWP-05304-PTW-PPG-SCH-00002_PHW_PWG.xlsx | 6
PWG-TB-003 | 42.513 |  |  | PWG | Thrust Block | THRUST BLOCK | PWG-TB-003 | [7 empty] | PWG |  | Type 7 | [11 empty] | DICL | 375 | [27 empty] | Thrust Block Register - T2W_PIPELINE.xlsm | 91 |  |  | Bend
PWG-TT-0005 | 42.513 | 823.6 | 781.087 | PWG | Trench Type | TRENCH SECTION |  | 1A | 781.087 | D-DWG-PWG-001.2 | D-DWG-PWG-002.2 |  |  |  | PWG | [42 empty] | Trench Type Register - T2W_PIPELINE.xlsm | 113
PWG-TB-132 | 99.181 |  |  | PWG | Thrust Block | THRUST BLOCK | PWG-TB-132 | [7 empty] | PWG |  | 2 x Type 13 | [12 empty] | 375 | [27 empty] | Thrust Block Register - T2W_PIPELINE 24-8.xlsm | 233 |  |  | Pigging Station
PWG-TB-004 | 228.027 |  |  | PWG | Thrust Block | THRUST BLOCK | PWG-TB-004 | [7 empty] | PWG |  | Type 6 | [11 empty] | DICL | 375 | [27 empty] | Thrust Block Register - T2W_PIPELINE.xlsm | 92 |  |  | Bend
PWG-TB-103 | 230.031 |  |  | PWG | Thrust Block | THRUST BLOCK | PWG-TB-103 | [7 empty] | PWG |  | Type 7 | [11 empty] | DICL | 150 | [27 empty] | Thrust Block Register - T2W_PIPELINE 24-8.xlsm | 204 |  |  | Tee
PWG-TB-005 | 323.528 |  |  | PWG | Thrust Block | THRUST BLOCK | PWG-TB-005 | [7 empty] | PWG |  | Type 6 | [11 empty] | DICL | 375 | [27 empty] | Thrust Block Register - T2W_PIPELINE.xlsm | 93 |  |  | Bend
PWG-VG-0001 | 400 | 430 | 30 | PWG | Vegetation | TREE REMOVAL | VEG_PWG001 | [49 empty] | 4 SMALL TREES | T2W - Tree Removal TakeOff (V.1).xlsx | 88 | 234 | HEAVY
PWG-TB-006 | 424.209 |  |  | PWG | Thrust Block | THRUST BLOCK | PWG-TB-006 | [7 empty] | PWG |  | Type 7 | [11 empty] | DICL | 375 | [27 empty] | Thrust Block Register - T2W_PIPELINE.xlsm | 94 |  |  | Bend
PWG-VG-0002 | 440 | 450 | 10 | PWG | Vegetation | TREE REMOVAL | VEG_PWG002 | [49 empty] | 2 SMALL TREES | T2W - Tree Removal TakeOff (V.1).xlsx | 89 | 113 | LIGHT
PWG-VG-0003 | 490 | 530 | 40 | PWG | Vegetation | TREE REMOVAL | VEG_PWG003 | [49 empty] | MULTIPLE SMALL TREES | T2W - Tree Removal TakeOff (V.1).xlsx | 90 | 273 | HEAVY
PWG-VG-0004 | 590 | 740 | 150 | PWG | Vegetation | TREE REMOVAL | VEG_PWG004 | [49 empty] | MULTIPLE LARGE & SMALL TREES | T2W - Tree Removal TakeOff (V.1).xlsx | 91 | 1550 | HEAVY
PWG-TB-007 | 611.583 |  |  | PWG | Thrust Block | THRUST BLOCK | PWG-TB-007 | [7 empty] | PWG |  | Type 7 | [11 empty] | DICL | 375 | [27 empty] | Thrust Block Register - T2W_PIPELINE.xlsm | 95 |  |  | Bend
PWG-FN-0001 | 635 |  |  | PWG | Foreign Service | FENCE | PWG-FN-0001 |  |  | D-DWG-PWG-001.2 |  |  |  | Yes | PWG |  | FENCE LINE NO POSTS - WIRES ONLY | [40 empty] | Forreign service raw data.xlsx | 160
PWG-FN-0002 | 653 |  |  | PWG | Foreign Service | FENCE | PWG-FN-0002 |  |  | D-DWG-PWG-001.2 |  |  |  | Yes | PWG |  | FENCE LINE NO POSTS - WIRES ONLY | [40 empty] | Forreign service raw data.xlsx | 161
PWG-TB-008 | 700.553 |  |  | PWG | Thrust Block | THRUST BLOCK | PWG-TB-008 | [7 empty] | PWG |  | Type 7 | [11 empty] | DICL | 375 | [27 empty] | Thrust Block Register - T2W_PIPELINE.xlsm | 96 |  |  | Bend
PWG-TB-104 | 702.553 |  |  | PWG | Thrust Block | THRUST BLOCK | PWG-TB-104 | [7 empty] | PWG |  | Type 7 | [11 empty] | DICL | 150 | [27 empty] | Thrust Block Register - T2W_PIPELINE 24-8.xlsm | 205 |  |  | Tee
PWG-FN-0003 | 755 |  |  | PWG | Foreign Service | FENCE | PWG-FN-0003 |  |  | D-DWG-PWG-002.2 |  |  |  | Yes | PWG |  | FENCE LINE NO POSTS - WIRES ONLY | [40 empty] | Forreign service raw data.xlsx | 162
PWG-VG-0005 | 760 | 880 | 120 | PWG | Vegetation | TREE REMOVAL | VEG_PWG005 | [49 empty] | MULTIPLE LARGE & SMALL TREES | T2W - Tree Removal TakeOff (V.1).xlsx | 92 | 1520 | HEAVY
PWG-TT-0006 | 823.6 | 889.23 | 65.63 | PWG | Trench Type | TRENCH SECTION |  | 5 | 65.63 | D-DWG-PWG-002.2 | D-DWG-PWG-002.2 |  |  |  | PWG | [42 empty] | Trench Type Register - T2W_PIPELINE.xlsm | 114
PWG-TT-0007 | 889.23 | 929.856 | 40.626 | PWG | Trench Type | TRENCH SECTION |  | 1A/1B/1C | 40.626 | D-DWG-PWG-002.2 | D-DWG-PWG-002.2 |  |  |  | PWG | [42 empty] | Trench Type Register - T2W_PIPELINE.xlsm | 115
PWG-CC-0001 | 903 | 912 | 9 | PWG | Creek Crossing | TRENCHED CREEK CROSSING | PWG-CC-0001 | [7 empty] | PWG |  |  |  |  | FABRIC/VEGETATION | [37 empty] | PHw_PWG_Creek_Crossings.xlsx | 3
PWG-FN-0004 | 905 |  |  | PWG | Foreign Service | FENCE | PWG-FN-0004 |  |  | D-DWG-PWG-002.2 |  | D-DWG-PWG-002_C |  | Yes | PWG |  | FENCE LINE NO POSTS - WIRES ONLY | [40 empty] | Forreign service raw data.xlsx | 163
PWG-TT-0008 | 929.856 | 1181.379 | 251.523 | PWG | Trench Type | TRENCH SECTION |  | 1A | 251.523 | D-DWG-PWG-002.2 | D-DWG-PWG-002.2 |  |  |  | PWG | [42 empty] | Trench Type Register - T2W_PIPELINE.xlsm | 116
PWG-VG-0006 | 990 | 1000 | 10 | PWG | Vegetation | TREE REMOVAL | VEG_PWG006 | [49 empty] | 1 SMALL TREE | T2W - Tree Removal TakeOff (V.1).xlsx | 93 | 56.6 | LIGHT
PWG-TB-009 | 995.153 |  |  | PWG | Thrust Block | THRUST BLOCK | PWG-TB-009 | [7 empty] | PWG |  | Type 5 | [11 empty] | DICL | 375 | [27 empty] | Thrust Block Register - T2W_PIPELINE.xlsm | 97 |  |  | Bend
PWG-VG-0007 | 1040 | 1050 | 10 | PWG | Vegetation | TREE REMOVAL | VEG_PWG007 | [49 empty] | 1 SMALL TREE | T2W - Tree Removal TakeOff (V.1).xlsx | 94 | 27 | LIGHT
PWG-TT-0009 | 1181.379 | 1186.379 | 5 | PWG | Trench Type | TRENCH SECTION |  | 4 | 5 | D-DWG-PWG-002.2 | D-DWG-PWG-002.2 |  |  |  | PWG | [42 empty] | Trench Type Register - T2W_PIPELINE.xlsm | 117
PWG-SW-0001 | 1183 |  |  | PWG | Foreign Service | SEWER | PWG-SW-0001 |  |  | D-DWG-PWG-002.2 |  |  | BYDA | Yes | PWG |  | BYDA SEWER DN375 | [12 empty] | 375 | [27 empty] | Forreign service raw data.xlsx | 164
PWG-TT-0010 | 1186.379 | 1488.93 | 302.551 | PWG | Trench Type | TRENCH SECTION |  | 1A | 302.551 | D-DWG-PWG-002.2 | D-DWG-PWG-003.2 |  |  |  | PWG | [42 empty] | Trench Type Register - T2W_PIPELINE.xlsm | 118
PWG-TS-0003 | 1190.9 |  |  | PWG | Trench Stop & Bulkhead | TRENCH STOP | PWG-TS-0003 |  |  | D-DWG-PWG-002 | [47 empty] | Trench&Bulkheads- T2W_PIPELINE.xlsm | 461 | [12 empty] | 1112.5 | 1 | each | 1112.5
PWG-EL-0001 | 1403 |  |  | PWG | Foreign Service | ELECTRICITY | PWG-EL-0001 |  |  | D-DWG-PWG-003.2 |  |  | PUP | Yes | PWG |  | PUP ELECTRICITY | [40 empty] | Forreign service raw data.xlsx | 165
PWG-CM-0002 | 1425 |  |  | PWG | Foreign Service | COMMUNICATIONS | PWG-CM-0002 |  |  | D-DWG-PWG-003.2 |  |  | BYDA | Yes | PWG |  | BYDA TELSTRA COMMS | [9 empty] | Telstra | [30 empty] | Forreign service raw data.xlsx | 166
PWG-VG-0008 | 1430 | 1460 | 30 | PWG | Vegetation | TREE REMOVAL | VEG_PWG008 | [49 empty] | MULTIPLE SMALL TREES & 1 LARGE TREE | T2W - Tree Removal TakeOff (V.1).xlsx | 95 | 215 | HEAVY
PWG-CM-0003 | 1469 |  |  | PWG | Foreign Service | COMMUNICATIONS | PWG-CM-0003 |  |  | D-DWG-PWG-003.2 |  | D-DWG-PWG-003_C | PUP | Yes | PWG |  | PUP COMMS DN50 | [12 empty] | 50 | [27 empty] | Forreign service raw data.xlsx | 167
PWG-TB-010 | 1488.93 |  |  | PWG | Thrust Block | THRUST BLOCK | PWG-TB-010 | [7 empty] | PWG |  | Type 5 | [11 empty] | DICL | 375 | [27 empty] | Thrust Block Register - T2W_PIPELINE.xlsm | 98 |  |  | Bend
PWG-TT-0011 | 1488.93 | 1507.505 | 18.575 | PWG | Trench Type | TRENCH SECTION |  | 7 | 18.575 | D-DWG-PWG-003.2 | D-DWG-PWG-003.2 |  |  |  | PWG | [42 empty] | Trench Type Register - T2W_PIPELINE.xlsm | 119
PWG-RD-0002 | 1490 | 1501 | 11 | PWG | Road & Rail Crossing | MINOR ROAD CROSSING | PWG-RD-0002 |  | 11 | [5 empty] | PWG | Keding Road |  | Unsealed | 375 |  |  | DN375 PN35 DICL RRJ |  | 11 |  |  | TRC | [15 empty] | Open Trenching | [14 empty] | T2WRWP-05304-PTW-PPG-SCH-00002_PHW_PWG.xlsx | 7
PWG-EL-0002 | 1494 |  |  | PWG | Foreign Service | ELECTRICITY | PWG-EL-0002 |  |  | D-DWG-PWG-003.2 |  |  | PUP | Yes | PWG |  | PUP ELECTRICITY | [40 empty] | Forreign service raw data.xlsx | 168
PWG-TB-011 | 1507.505 |  |  | PWG | Thrust Block | THRUST BLOCK | PWG-TB-011 | [7 empty] | PWG |  | Type 7 | [11 empty] | DICL | 375 | [27 empty] | Thrust Block Register - T2W_PIPELINE.xlsm | 99 |  |  | Bend
PWG-TT-0012 | 1507.505 | 1856.862 | 349.357 | PWG | Trench Type | TRENCH SECTION |  | 1A | 349.357 | D-DWG-PWG-003.2 | D-DWG-PWG-003.2 |  |  |  | PWG | [42 empty] | Trench Type Register - T2W_PIPELINE.xlsm | 120
PWG-TB-012 | 1570.993 |  |  | PWG | Thrust Block | THRUST BLOCK | PWG-TB-012 | [7 empty] | PWG |  | Type 7 | [11 empty] | DICL | 375 | [27 empty] | Thrust Block Register - T2W_PIPELINE.xlsm | 100 |  |  | Bend
PWG-TB-013 | 1630.183 |  |  | PWG | Thrust Block | THRUST BLOCK | PWG-TB-013 | [7 empty] | PWG |  | Type 5 | [11 empty] | DICL | 375 | [27 empty] | Thrust Block Register - T2W_PIPELINE.xlsm | 101 |  |  | Bend
PWG-EL-0003 | 1788 |  |  | PWG | Foreign Service | ELECTRICITY | PWG-EL-0003 |  |  | D-DWG-PWG-003.2 |  |  | PUP | Yes | PWG |  | PUP ELECTRICITY | [40 empty] | Forreign service raw data.xlsx | 169
PWG-EL-0004 | 1839 |  |  | PWG | Foreign Service | ELECTRICITY | PWG-EL-0004 |  |  | D-DWG-PWG-003.2 |  |  | PUP | Yes | PWG |  | PUP ELECTRICITY | [40 empty] | Forreign service raw data.xlsx | 170
PWG-TT-0013 | 1856.862 | 1876.481 | 19.619 | PWG | Trench Type | TRENCH SECTION |  | 7 | 19.619 | D-DWG-PWG-003.2 | D-DWG-PWG-003.2 |  |  |  | PWG | [42 empty] | Trench Type Register - T2W_PIPELINE.xlsm | 121
PWG-RD-0003 | 1857 | 1880 | 23 | PWG | Road & Rail Crossing | MINOR ROAD CROSSING | PWG-RD-0003 |  | 23 | [5 empty] | PWG | Crockers Road |  | Unsealed | 375 |  |  | DN375 PN35 DICL RRJ |  | 23 |  |  | TRC | [15 empty] | Open Trenching | [14 empty] | T2WRWP-05304-PTW-PPG-SCH-00002_PHW_PWG.xlsx | 8
PWG-CM-0004 | 1867 |  |  | PWG | Foreign Service | COMMUNICATIONS | PWG-CM-0004 |  |  | D-DWG-PWG-003.2 |  |  | PUP | Yes | PWG |  | PUP COMMS DN100 | [12 empty] | 100 | [27 empty] | Forreign service raw data.xlsx | 171
PWG-CM-0005 | 1871 |  |  | PWG | Foreign Service | COMMUNICATIONS | PWG-CM-0005 |  |  | D-DWG-PWG-003.2 |  |  | BYDA | Yes | PWG |  | BYDA NBN COMMS DN30 | [9 empty] | NBN Co |  |  | 30 | [27 empty] | Forreign service raw data.xlsx | 172
PWG-CM-0006 | 1872 |  |  | PWG | Foreign Service | COMMUNICATIONS | PWG-CM-0006 |  |  | D-DWG-PWG-003.2 |  |  | PUP | Yes | PWG |  | PUP COMMS DN35 | [12 empty] | 35 | [27 empty] | Forreign service raw data.xlsx | 173
PWG-TT-0014 | 1876.481 | 1888.54 | 12.059 | PWG | Trench Type | TRENCH SECTION |  | 1A | 12.059 | D-DWG-PWG-003.2 | D-DWG-PWG-003.2 |  |  |  | PWG | [42 empty] | Trench Type Register - T2W_PIPELINE.xlsm | 122
PWG-RD-0004 | 1888.54 | 1900 | 11.46 | PWG | Road & Rail Crossing | MINOR ROAD CROSSING | PWG-RD-0004 |  | 11.46 | [5 empty] | PWG | Keding Road |  | Unsealed | 375 |  |  | OD457x5WT Sintalock Type 1 MSCL |  |  | 11.46 |  | TRC | [15 empty] | Open Trenching | [14 empty] | T2WRWP-05304-PTW-PPG-SCH-00002_PHW_PWG.xlsx | 9
PWG-TT-0015 | 1888.54 | 1902.016 | 13.476 | PWG | Trench Type | TRENCH SECTION |  | 4&7 | 13.476 | D-DWG-PWG-003.2 | D-DWG-PWG-003.2 |  |  |  | PWG | [42 empty] | Trench Type Register - T2W_PIPELINE.xlsm | 123
PWG-DR-0001 | 1894 |  |  | PWG | Foreign Service | DRAINAGE | PWG-DR-0001 |  |  | D-DWG-PWG-003.2 |  |  | PUP | Yes | PWG |  | PUP DRAINAGE DN1200x450 | [12 empty] | 1200 x 450 | [27 empty] | Forreign service raw data.xlsx | 174
PWG-SW-0002 | 1900 |  |  | PWG | Foreign Service | SEWER | PWG-SW-0002 |  |  | D-DWG-PWG-003.2 |  |  | BYDA | Yes | PWG |  | BYDA SEWER DN250 | [12 empty] | 250 | [27 empty] | Forreign service raw data.xlsx | 175
PWG-TT-0016 | 1902.016 | 2043.24 | 141.224 | PWG | Trench Type | TRENCH SECTION |  | 1A | 141.224 | D-DWG-PWG-003.2 | D-DWG-PWG-003.2 |  |  |  | PWG | [42 empty] | Trench Type Register - T2W_PIPELINE.xlsm | 124
PWG-TB-014 | 1906.136 |  |  | PWG | Thrust Block | THRUST BLOCK | PWG-TB-014 | [7 empty] | PWG |  | Type 6 | [11 empty] | DICL | 375 | [27 empty] | Thrust Block Register - T2W_PIPELINE.xlsm | 102 |  |  | Bend
PWG-TT-0017 | 2043.24 | 2048.591 | 5.351 | PWG | Trench Type | TRENCH SECTION |  | 4 | 5.351 | D-DWG-PWG-003.2 | D-DWG-PWG-003.2 |  |  |  | PWG | [42 empty] | Trench Type Register - T2W_PIPELINE.xlsm | 125
PWG-SW-0003 | 2046 |  |  | PWG | Foreign Service | SEWER | PWG-SW-0003 |  |  | D-DWG-PWG-003.2 |  |  | BYDA | Yes | PWG |  | BDYA TRC SEWER DN 150 | [9 empty] | Toowoomba Regional Council |  |  | 150 | [27 empty] | Forreign service raw data.xlsx | 176
PWG-TT-0018 | 2048.591 | 2413.402 | 364.811 | PWG | Trench Type | TRENCH SECTION |  | 1A | 364.811 | D-DWG-PWG-003.2 | D-DWG-PWG-004.2 |  |  |  | PWG | [42 empty] | Trench Type Register - T2W_PIPELINE.xlsm | 126
PWG-TS-0004 | 2052.9 |  |  | PWG | Trench Stop & Bulkhead | TRENCH STOP | PWG-TS-0004 |  |  | D-DWG-PWG-003 | [47 empty] | Trench&Bulkheads- T2W_PIPELINE.xlsm | 462 | [12 empty] | 1112.5 | 1 | each | 1112.5
PWG-TS-0005 | 2061.5 |  |  | PWG | Trench Stop & Bulkhead | TRENCH STOP | PWG-TS-0005 |  |  | D-DWG-PWG-003 | [47 empty] | Trench&Bulkheads- T2W_PIPELINE.xlsm | 463 | [12 empty] | 1112.5 | 1 | each | 1112.5
PWG-EL-0005 | 2186 |  |  | PWG | Foreign Service | ELECTRICITY | PWG-EL-0005 |  |  | D-DWG-PWG-004.2 |  |  | BYDA | Yes | PWG |  | BYDA ELECTRICITY UGD DN100 | [12 empty] | 100 | [27 empty] | Forreign service raw data.xlsx | 177
PWG-VG-0009 | 2210 | 2220 | 10 | PWG | Vegetation | TREE REMOVAL | VEG_PWG009 | [49 empty] | MULTIPLE SMALL TREES | T2W - Tree Removal TakeOff (V.1).xlsx | 96 | 80 | HEAVY
PWG-DR-0002 | 2217 |  |  | PWG | Foreign Service | DRAINAGE | PWG-DR-0002 |  |  | D-DWG-PWG-004.2 |  |  | PUP | Yes | PWG |  | PUP DRAINAGE DN900x450 | [12 empty] | 900 x 450 | [27 empty] | Forreign service raw data.xlsx | 178
PWG-VG-0010 | 2370 | 2380 | 10 | PWG | Vegetation | TREE REMOVAL | VEG_PWG010 | [49 empty] | 2 SMALL TREES | T2W - Tree Removal TakeOff (V.1).xlsx | 97 | 50 | LIGHT
PWG-TT-0019 | 2413.402 | 2564.395 | 150.993 | PWG | Trench Type | TRENCH SECTION |  | 4 | 150.993 | D-DWG-PWG-004.2 | D-DWG-PWG-004.2 |  |  |  | PWG | [42 empty] | Trench Type Register - T2W_PIPELINE.xlsm | 127
PWG-DR-0003 | 2494 |  |  | PWG | Foreign Service | DRAINAGE | PWG-DR-0003 |  |  | D-DWG-PWG-004.2 |  |  | PUP | Yes | PWG |  | PUP DRAINAGE DN450 | [12 empty] | 450 | [27 empty] | Forreign service raw data.xlsx | 179
PWG-SW-0004 | 2556 |  |  | PWG | Foreign Service | SEWER | PWG-SW-0004 |  |  | D-DWG-PWG-004.2 |  |  | BYDA | Yes | PWG |  | BYDA SEWER DN250 | [12 empty] | 250 | [27 empty] | Forreign service raw data.xlsx | 180
PWG-DR-0004 | 2560 |  |  | PWG | Foreign Service | DRAINAGE | PWG-DR-0004 |  |  | D-DWG-PWG-004.2 |  |  | PUP | Yes | PWG |  | PUP DRAINAGE DN600 | [12 empty] | 600 | [27 empty] | Forreign service raw data.xlsx | 181
PWG-TT-0020 | 2564.395 | 2592.076 | 27.681 | PWG | Trench Type | TRENCH SECTION |  | 4&6 | 27.681 | D-DWG-PWG-004.2 | D-DWG-PWG-004.2 |  |  |  | PWG | [42 empty] | Trench Type Register - T2W_PIPELINE.xlsm | 128
PWG-RD-0005 | 2572 | 2596 | 24 | PWG | Road & Rail Crossing | MINOR ROAD CROSSING | PWG-RD-0005 |  | 24 | [5 empty] | PWG | Gore Street |  | Sealed | 375 |  |  | OD457x5WT Sintalock Type 1 MSCL | 3.9 |  |  | 20.1 | TRC | [15 empty] | Open Trenching | [14 empty] | T2WRWP-05304-PTW-PPG-SCH-00002_PHW_PWG.xlsx | 10
PWG-WA-0001 | 2578 |  |  | PWG | Foreign Service | WATER | PWG-WA-0001 |  |  | D-DWG-PWG-004.2 |  |  | BYDA | Yes | PWG |  | BYDA WATER DN150 | [12 empty] | 150 | [27 empty] | Forreign service raw data.xlsx | 182
PWG-TT-0021 | 2592.076 | 2631.951 | 39.875 | PWG | Trench Type | TRENCH SECTION |  | 1A | 39.875 | D-DWG-PWG-004.2 | D-DWG-PWG-004.2 |  |  |  | PWG | [42 empty] | Trench Type Register - T2W_PIPELINE.xlsm | 129
PWG-TB-015 | 2596.042 |  |  | PWG | Thrust Block | THRUST BLOCK | PWG-TB-015 | [7 empty] | PWG |  | Type 6 | [11 empty] | DICL | 375 | [27 empty] | Thrust Block Register - T2W_PIPELINE.xlsm | 103 |  |  | Bend
PWG-CP-0001 | 2626 | 2694 | 68 | PWG | Road & Rail Crossing | CARPARK/SIDE LANE | PWG-CP-0001 |  | 68 | [5 empty] | PWG | Progress Avenue |  | Unsealed | 375 |  |  | DN375 PN35 DICL RRJ |  | 68 |  |  | TRC | [15 empty] | Open Trenching | [14 empty] | T2WRWP-05304-PTW-PPG-SCH-00002_PHW_PWG.xlsx | 11
PWG-TT-0022 | 2631.951 | 2691.626 | 59.675 | PWG | Trench Type | TRENCH SECTION |  | 7 | 59.675 | D-DWG-PWG-004.2 | D-DWG-PWG-004.2 |  |  |  | PWG | [42 empty] | Trench Type Register - T2W_PIPELINE.xlsm | 130
PWG-TB-016 | 2691.626 |  |  | PWG | Thrust Block | THRUST BLOCK | PWG-TB-016 | [7 empty] | PWG |  | Type 7 | [11 empty] | DICL | 375 | [27 empty] | Thrust Block Register - T2W_PIPELINE.xlsm | 104 |  |  | Bend
PWG-TT-0023 | 2691.626 | 2739.593 | 47.967 | PWG | Trench Type | TRENCH SECTION |  | 6 | 47.967 | D-DWG-PWG-004.2 | D-DWG-PWG-004.2 |  |  |  | PWG | [42 empty] | Trench Type Register - T2W_PIPELINE.xlsm | 131
PWG-RD-0006 | 2694 | 2739 | 45 | PWG | Road & Rail Crossing | MINOR ROAD CROSSING | PWG-RD-0006 |  | 45 | [5 empty] | PWG | Progress Avenue |  | Sealed | 375 |  |  | DN375 PN35 DICL RRJ | 45 |  |  |  | TRC | [15 empty] | Open Trenching | [14 empty] | T2WRWP-05304-PTW-PPG-SCH-00002_PHW_PWG.xlsx | 12
PWG-TT-0024 | 2739.593 | 2750.013 | 10.42 | PWG | Trench Type | TRENCH SECTION |  | 4 | 10.42 | D-DWG-PWG-004.2 | D-DWG-PWG-004.2 |  |  |  | PWG | [42 empty] | Trench Type Register - T2W_PIPELINE.xlsm | 132
PWG-EL-0006 | 2744 |  |  | PWG | Foreign Service | ELECTRICITY | PWG-EL-0006 |  |  | D-DWG-PWG-004.2 |  | D-DWG-PWG-004_C | PUP | Yes | PWG |  | PUP ELECTRICITY | [40 empty] | Forreign service raw data.xlsx | 183
PWG-TT-0025 | 2750.013 | 2783.074 | 33.061 | PWG | Trench Type | TRENCH SECTION |  | 4&6 | 33.061 | D-DWG-PWG-004.2 | D-DWG-PWG-004.2 |  |  |  | PWG | [42 empty] | Trench Type Register - T2W_PIPELINE.xlsm | 133
PWG-CM-0007 | 2754 |  |  | PWG | Foreign Service | COMMUNICATIONS | PWG-CM-0007 |  |  | D-DWG-PWG-004.2 |  |  | BYDA | Yes | PWG |  | BYDA TELSTRA COMMS DN100 | [9 empty] | Telstra |  |  | 100 | [27 empty] | Forreign service raw data.xlsx | 185
PWG-CM-0008 | 2754 |  |  | PWG | Foreign Service | COMMUNICATIONS | PWG-CM-0008 |  |  | D-DWG-PWG-004.2 |  |  | BYDA | Yes | PWG |  | BYDA TELSTRA COMMS DN100 | [9 empty] | Telstra |  |  | 100 | [27 empty] | Forreign service raw data.xlsx | 186
PWG-CM-0009 | 2754 |  |  | PWG | Foreign Service | COMMUNICATIONS | PWG-CM-0009 |  |  | D-DWG-PWG-004.2 |  |  | BYDA | Yes | PWG |  | BYDA NBN COMMS DN30 | [9 empty] | NBN Co |  |  | 30 | [27 empty] | Forreign service raw data.xlsx | 187
PWG-CM-0010 | 2754 |  |  | PWG | Foreign Service | COMMUNICATIONS | PWG-CM-0010 |  |  | D-DWG-PWG-004.2 |  |  | BYDA | Yes | PWG |  | BYDA NBN COMMS DN30 | [9 empty] | NBN Co |  |  | 30 | [27 empty] | Forreign service raw data.xlsx | 188
PWG-CM-0011 | 2754 |  |  | PWG | Foreign Service | COMMUNICATIONS | PWG-CM-0011 |  |  | D-DWG-PWG-004.2 |  |  | BYDA | Yes | PWG |  | BYDA NBN COMMS DN30 | [9 empty] | NBN Co |  |  | 30 | [27 empty] | Forreign service raw data.xlsx | 189
PWG-CM-0012 | 2754 |  |  | PWG | Foreign Service | COMMUNICATIONS | PWG-CM-0012 |  |  | D-DWG-PWG-004.2 |  |  | BYDA | Yes | PWG |  | BYDA NBN COMMS DN30 | [9 empty] | NBN Co |  |  | 30 | [27 empty] | Forreign service raw data.xlsx | 190
PWG-CM-0013 | 2754 |  |  | PWG | Foreign Service | COMMUNICATIONS | PWG-CM-0013 |  |  | D-DWG-PWG-004.2 |  |  | BYDA | Yes | PWG |  | BYDA NBN COMMS DN30 | [9 empty] | NBN Co |  |  | 30 | [27 empty] | Forreign service raw data.xlsx | 191
PWG-CM-0014 | 2754 |  |  | PWG | Foreign Service | COMMUNICATIONS | PWG-CM-0014 |  |  | D-DWG-PWG-004.2 |  |  | BYDA | Yes | PWG |  | BYDA NBN COMMS DN30 | [9 empty] | NBN Co |  |  | 30 | [27 empty] | Forreign service raw data.xlsx | 192
PWG-WA-0002 | 2754 |  |  | PWG | Foreign Service | WATER | PWG-WA-0002 |  |  | D-DWG-PWG-004.2 |  |  | BYDA | Yes | PWG |  | BYDA TRC WATER DN100 | [9 empty] | Toowoomba Regional Council |  |  | 100 | [27 empty] | Forreign service raw data.xlsx | 184
PWG-EL-0007 | 2763 |  |  | PWG | Foreign Service | ELECTRICITY | PWG-EL-0007 |  |  | D-DWG-PWG-004.2 |  |  | PUP | Yes | PWG |  | PUP ELECTRICITY | [40 empty] | Forreign service raw data.xlsx | 193
PWG-EL-0008 | 2763 |  |  | PWG | Foreign Service | ELECTRICITY | PWG-EL-0008 |  |  | D-DWG-PWG-004.2 |  |  | PUP | Yes | PWG |  | PUP ELECTRICITY | [40 empty] | Forreign service raw data.xlsx | 196
PWG-WA-0003 | 2763 |  |  | PWG | Foreign Service | WATER | PWG-WA-0003 |  |  | D-DWG-PWG-004.2 |  |  | BYDA | Yes | PWG |  | BYDA WATER DN200 | [12 empty] | 200 | [27 empty] | Forreign service raw data.xlsx | 194
PWG-WA-0004 | 2763 |  |  | PWG | Foreign Service | WATER | PWG-WA-0004 |  |  | D-DWG-PWG-004.2 |  |  | BYDA | Yes | PWG |  | BYDA TRC WATER | [9 empty] | Toowoomba Regional Council | [30 empty] | Forreign service raw data.xlsx | 195
PWG-RD-0007 | 2763 | 2777 | 14 | PWG | Road & Rail Crossing | MINOR ROAD CROSSING | PWG-RD-0007 |  | 14 | [5 empty] | PWG | Main Street |  | Sealed | 375 |  |  | OD457x5WT Sintalock Type 1 MSCL |  |  |  | 14 | TRC | [15 empty] | Open Trenching | [14 empty] | T2WRWP-05304-PTW-PPG-SCH-00002_PHW_PWG.xlsx | 13
PWG-EL-0009 | 2768 |  |  | PWG | Foreign Service | ELECTRICITY | PWG-EL-0009 |  |  | D-DWG-PWG-004.2 |  | D-DWG-PWG-004_C | BYDA | Yes | PWG |  | BYDA ELECTRICITYELD LV | [40 empty] | Forreign service raw data.xlsx | 197
PWG-EL-0010 | 2771 |  |  | PWG | Foreign Service | ELECTRICITY | PWG-EL-0010 |  |  | D-DWG-PWG-004.2 |  |  | BYDA | Yes | PWG |  | BYDA ELECTRICITY UGD DN50 | [12 empty] | 50 | [27 empty] | Forreign service raw data.xlsx | 199
PWG-SW-0005 | 2771 |  |  | PWG | Foreign Service | SEWER | PWG-SW-0005 |  |  | D-DWG-PWG-004.2 |  |  | BYDA | Yes | PWG |  | BYDA TRC SEWER DN110 | [9 empty] | Toowoomba Regional Council |  |  | 110 | [27 empty] | Forreign service raw data.xlsx | 198
PWG-SW-0006 | 2773 |  |  | PWG | Foreign Service | SEWER | PWG-SW-0006 |  |  | D-DWG-PWG-004.2 |  |  | BYDA | Yes | PWG |  | BYDA TRC SEWER DN63 | [9 empty] | Toowoomba Regional Council |  |  | 63 | [27 empty] | Forreign service raw data.xlsx | 200
PWG-SW-0007 | 2775 |  |  | PWG | Foreign Service | SEWER | PWG-SW-0007 |  |  | D-DWG-PWG-004.2 |  |  | BYDA | Yes | PWG |  | BYDA SEWER DN315 | [12 empty] | 315 | [27 empty] | Forreign service raw data.xlsx | 201
PWG-SW-0008 | 2777 |  |  | PWG | Foreign Service | SEWER | PWG-SW-0008 |  |  | D-DWG-PWG-004.2 |  |  | PUP | Yes | PWG |  | PUP SEWER DN150 | [12 empty] | 150 | [27 empty] | Forreign service raw data.xlsx | 202
PWG-CM-0015 | 2781 |  |  | PWG | Foreign Service | COMMUNICATIONS | PWG-CM-0015 |  |  | D-DWG-PWG-004.2 |  |  | PUP | Yes | PWG |  | PUP COMMS DN100 | [12 empty] | 100 | [27 empty] | Forreign service raw data.xlsx | 203
PWG-TT-0026 | 2783.074 | 2797.815 | 14.741 | PWG | Trench Type | TRENCH SECTION |  | 4 | 14.741 | D-DWG-PWG-004.2 | D-DWG-PWG-004.2 |  |  |  | PWG | [42 empty] | Trench Type Register - T2W_PIPELINE.xlsm | 134
PWG-TT-0027 | 2797.815 | 2865.366 | 67.551 | PWG | Trench Type | TRENCH SECTION |  | 1A | 67.551 | D-DWG-PWG-004.2 | D-DWG-PWG-005.2 |  |  |  | PWG | [42 empty] | Trench Type Register - T2W_PIPELINE.xlsm | 135
PWG-CM-0016 | 2805 |  |  | PWG | Foreign Service | COMMUNICATIONS | PWG-CM-0016 |  |  | D-DWG-PWG-005.2 |  |  | PUP | Yes | PWG |  | PUP COMMS DN50 | [12 empty] | 50 | [27 empty] | Forreign service raw data.xlsx | 204
PWG-RD-0008 | 2865.366 | 2908.821 | 43.455 | PWG | Road & Rail Crossing | MAJOR ROAD CROSSING | PWG-RD-0008 |  | 43.455 | [5 empty] | PWG | Toowoomba-Athol Road |  | Sealed | 375 |  |  | OD457x5WT Sintalock Type 1 MSCL Carrier & OD610x9WT MS Enveloper |  |  |  |  | TMR | [15 empty] | Thrust Boring | [14 empty] | T2WRWP-05304-PTW-PPG-SCH-00002_PHW_PWG.xlsx | 14
PWG-TT-0028 | 2865.366 | 2908.821 | 43.455 | PWG | Trench Type | TRENCH SECTION |  | 8A | 43.455 | D-DWG-PWG-005.2 | D-DWG-PWG-005.2 |  |  |  | PWG | [42 empty] | Trench Type Register - T2W_PIPELINE.xlsm | 136
PWG-SW-0009 | 2868 |  |  | PWG | Foreign Service | SEWER | PWG-SW-0009 |  |  | D-DWG-PWG-005.2 |  |  | PUP | Yes | PWG |  | PUP SEWER DN150 | [12 empty] | 150 | [27 empty] | Forreign service raw data.xlsx | 205
PWG-FN-0005 | 2908 |  |  | PWG | Foreign Service | FENCE | PWG-FN-0005 |  |  | D-DWG-PWG-005.2 |  |  |  | Yes | PWG |  | FENCE LINE NO POSTS - WIRES ONLY | [40 empty] | Forreign service raw data.xlsx | 206
PWG-TT-0029 | 2908.821 | 3071.909 | 163.088 | PWG | Trench Type | TRENCH SECTION |  | 1A | 163.088 | D-DWG-PWG-005.2 | D-DWG-PWG-005.2 |  |  |  | PWG | [42 empty] | Trench Type Register - T2W_PIPELINE.xlsm | 137
PWG-TB-017 | 2916.826 |  |  | PWG | Thrust Block | THRUST BLOCK | PWG-TB-017 | [7 empty] | PWG |  | Type 9 | [11 empty] | DICL | 375 | [27 empty] | Thrust Block Register - T2W_PIPELINE.xlsm | 105 |  |  | Bend
PWG-TT-0030 | 3071.909 | 3151.909 | 80 | PWG | Trench Type | TRENCH SECTION |  | 5 | 80 | D-DWG-PWG-005.2 | D-DWG-PWG-005.2 |  |  |  | PWG | [42 empty] | Trench Type Register - T2W_PIPELINE.xlsm | 138
PWG-CC-0002 | 3072 | 3152 | 80 | PWG | Creek Crossing | TRENCHED CREEK CROSSING | PWG-CC-0002 | [7 empty] | PWG | WESTBROOK CREEK |  |  |  | LOOSE ROCK | B | [36 empty] | PHw_PWG_Creek_Crossings.xlsx | 4
PWG-TT-0031 | 3151.909 | 3991.367 | 839.458 | PWG | Trench Type | TRENCH SECTION |  | 1A | 839.458 | D-DWG-PWG-005.2 | D-DWG-PWG-006.2 |  |  |  | PWG | [42 empty] | Trench Type Register - T2W_PIPELINE.xlsm | 139
PWG-VG-0011 | 3250 | 3260 | 10 | PWG | Vegetation | TREE REMOVAL | VEG_PWG011 | [49 empty] | 1 SMALL TREE | T2W - Tree Removal TakeOff (V.1).xlsx | 98 | 31.4 | LIGHT
PWG-FN-0006 | 3368 |  |  | PWG | Foreign Service | FENCE | PWG-FN-0006 |  |  | D-DWG-PWG-005.2 |  |  |  | Yes | PWG |  | FENCE LINE NO POSTS - WIRES ONLY | [40 empty] | Forreign service raw data.xlsx | 207
PWG-VG-0012 | 3540 | 3560 | 20 | PWG | Vegetation | TREE REMOVAL | VEG_PWG012 | [49 empty] | 1 LARGE TREE | T2W - Tree Removal TakeOff (V.1).xlsx | 99 | 145 | HEAVY
PWG-VG-0013 | 3590 | 3600 | 10 | PWG | Vegetation | TREE REMOVAL | VEG_PWG013 | [49 empty] | 1 SMALL TREE | T2W - Tree Removal TakeOff (V.1).xlsx | 100 | 13.6 | LIGHT
PWG-TT-0032 | 3991.367 | 4014.479 | 23.112 | PWG | Trench Type | TRENCH SECTION |  | 1A/1B/1C | 23.112 | D-DWG-PWG-006.2 | D-DWG-PWG-006.2 |  |  |  | PWG | [42 empty] | Trench Type Register - T2W_PIPELINE.xlsm | 140
PWG-CC-0003 | 3992 | 4014 | 22 | PWG | Creek Crossing | TRENCHED CREEK CROSSING | PWG-CC-0003 | [7 empty] | PWG |  |  |  |  | FABRIC/VEGETATION | [37 empty] | PHw_PWG_Creek_Crossings.xlsx | 5
PWG-TB-018 | 4005.999 |  |  | PWG | Thrust Block | THRUST BLOCK | PWG-TB-018 | [7 empty] | PWG |  | Type 11 | [11 empty] | DICL | 375 | [27 empty] | Thrust Block Register - T2W_PIPELINE.xlsm | 106 |  |  | Bend
PWG-TS-0006 | 4010.3 |  |  | PWG | Trench Stop & Bulkhead | TRENCH STOP | PWG-TS-0006 |  |  | D-DWG-PWG-006 | [47 empty] | Trench&Bulkheads- T2W_PIPELINE.xlsm | 464 | [12 empty] | 1112.5 | 1 | each | 1112.5
PWG-TT-0033 | 4014.479 | 5447.953 | 1433.474 | PWG | Trench Type | TRENCH SECTION |  | 1A | 1433.474 | D-DWG-PWG-006.2 | D-DWG-PWG-008.2 |  |  |  | PWG | [42 empty] | Trench Type Register - T2W_PIPELINE.xlsm | 141
PWG-TB-126 | 4040.672 |  |  | PWG | Thrust Block | THRUST BLOCK | PWG-TB-126 | [7 empty] | PWG |  | Type 12 | [12 empty] | 375 | [27 empty] | Thrust Block Register - T2W_PIPELINE 24-8.xlsm | 227 |  |  | Isolation Valve
PWG-VG-0014 | 4080 | 4090 | 10 | PWG | Vegetation | TREE REMOVAL | VEG_PWG014 | [49 empty] | 1 SMALL TREE | T2W - Tree Removal TakeOff (V.1).xlsx | 101 | 46.6 | LIGHT
PWG-FN-0007 | 4640 |  |  | PWG | Foreign Service | FENCE | PWG-FN-0007 |  |  | D-DWG-PWG-007.2 |  | D-DWG-PWG-007_C |  | Yes | PWG |  | FENCE LINE NO POSTS - WIRES ONLY | [40 empty] | Forreign service raw data.xlsx | 208
PWG-TB-019 | 5442.668 |  |  | PWG | Thrust Block | THRUST BLOCK | PWG-TB-019 | [7 empty] | PWG |  | Type 11 | [11 empty] | DICL | 375 | [27 empty] | Thrust Block Register - T2W_PIPELINE.xlsm | 107 |  |  | Bend
PWG-TS-0007 | 5445.3 |  |  | PWG | Trench Stop & Bulkhead | TRENCH STOP | PWG-TS-0007 |  |  | D-DWG-PWG-008 | [47 empty] | Trench&Bulkheads- T2W_PIPELINE.xlsm | 465 | [12 empty] | 1112.5 | 1 | each | 1112.5
PWG-TT-0034 | 5447.953 | 5475.997 | 28.044 | PWG | Trench Type | TRENCH SECTION |  | 5 | 28.044 | D-DWG-PWG-008.2 | D-DWG-PWG-008.2 |  |  |  | PWG | [42 empty] | Trench Type Register - T2W_PIPELINE.xlsm | 142
PWG-CC-0004 | 5448 | 5476 | 28 | PWG | Creek Crossing | TRENCHED CREEK CROSSING | PWG-CC-0004 | [7 empty] | PWG | DRY CHANNEL |  |  |  | GABION/MATRESS | NOTE 1 | [36 empty] | PHw_PWG_Creek_Crossings.xlsx | 6
PWG-FN-0008 | 5448 |  |  | PWG | Foreign Service | FENCE | PWG-FN-0008 |  |  | D-DWG-PWG-008.2 |  |  |  | Yes | PWG |  | FENCE LINE NO POSTS - WIRES ONLY | [40 empty] | Forreign service raw data.xlsx | 209
PWG-TB-020 | 5475.997 |  |  | PWG | Thrust Block | THRUST BLOCK | PWG-TB-020 | [7 empty] | PWG |  | Type 7 | [11 empty] | MSCL | 450 | [27 empty] | Thrust Block Register - T2W_PIPELINE.xlsm | 108 |  |  | Bend
PWG-TT-0035 | 5475.997 | 7092.671 | 1616.674 | PWG | Trench Type | TRENCH SECTION |  | 1A | 1616.674 | D-DWG-PWG-008.2 | D-DWG-PWG-011.2 |  |  |  | PWG | [42 empty] | Trench Type Register - T2W_PIPELINE.xlsm | 143
PWG-FN-0009 | 6505 |  |  | PWG | Foreign Service | FENCE | PWG-FN-0009 |  |  | D-DWG-PWG-010.2 |  | D-DWG-PWG-010_C |  | Yes | PWG |  | FENCE LINE NO POSTS | [40 empty] | Forreign service raw data.xlsx | 210
PWG-CM-0017 | 7079 |  |  | PWG | Foreign Service | COMMUNICATIONS | PWG-CM-0017 |  |  | D-DWG-PWG-011.2 |  |  | BYDA | Yes | PWG |  | BYDA NEXTGEN COMMS DN50 | [9 empty] | Nextgen |  |  | 50 | [27 empty] | Forreign service raw data.xlsx | 211
PWG-TT-0036 | 7092.671 | 7122.979 | 30.308 | PWG | Trench Type | TRENCH SECTION |  | 1A/1B/1C | 30.308 | D-DWG-PWG-011.2 | D-DWG-PWG-011.2 |  |  |  | PWG | [42 empty] | Trench Type Register - T2W_PIPELINE.xlsm | 144
PWG-TB-105 | 7092.671 |  |  | PWG | Thrust Block | THRUST BLOCK | PWG-TB-105 | [7 empty] | PWG |  | Type 7 | [11 empty] | DICL | 150 | [27 empty] | Thrust Block Register - T2W_PIPELINE 24-8.xlsm | 206 |  |  | Tee
PWG-CC-0005 | 7097 | 7115 | 18 | PWG | Creek Crossing | TRENCHED CREEK CROSSING | PWG-CC-0005 | [7 empty] | PWG |  |  |  |  | FABRIC/VEGETATION | [37 empty] | PHw_PWG_Creek_Crossings.xlsx | 7
PWG-FN-0010 | 7098 |  |  | PWG | Foreign Service | FENCE | PWG-FN-0010 |  |  | D-DWG-PWG-011.2 |  |  |  | Yes | PWG |  | FENCE LINE NO POSTS - WIRES ONLY | [40 empty] | Forreign service raw data.xlsx | 212
PWG-FN-0011 | 7116 |  |  | PWG | Foreign Service | FENCE | PWG-FN-0011 |  |  | D-DWG-PWG-011.2 |  |  |  | Yes | PWG |  | FENCE LINE NO POSTS - WIRES ONLY | [40 empty] | Forreign service raw data.xlsx | 213
PWG-TB-021 | 7122.979 |  |  | PWG | Thrust Block | THRUST BLOCK | PWG-TB-021 | [7 empty] | PWG |  | Type 7 | [11 empty] | DICL | 375 | [27 empty] | Thrust Block Register - T2W_PIPELINE.xlsm | 109 |  |  | Bend
PWG-TT-0037 | 7122.979 | 7146.681 | 23.702 | PWG | Trench Type | TRENCH SECTION |  | 1A | 23.702 | D-DWG-PWG-011.2 | D-DWG-PWG-011.2 |  |  |  | PWG | [42 empty] | Trench Type Register - T2W_PIPELINE.xlsm | 145
PWG-TT-0038 | 7146.681 | 7174.681 | 28 | PWG | Trench Type | TRENCH SECTION |  | 4 | 28 | D-DWG-PWG-011.2 | D-DWG-PWG-011.2 |  |  |  | PWG | [42 empty] | Trench Type Register - T2W_PIPELINE.xlsm | 146
PWG-TT-0039 | 7174.681 | 7539.66 | 364.979 | PWG | Trench Type | TRENCH SECTION |  | 1A | 364.979 | D-DWG-PWG-011.2 | D-DWG-PWG-011.2 |  |  |  | PWG | [42 empty] | Trench Type Register - T2W_PIPELINE.xlsm | 147
PWG-TB-022 | 7177.914 |  |  | PWG | Thrust Block | THRUST BLOCK | PWG-TB-022 | [7 empty] | PWG |  | Type 6 | [11 empty] | DICL | 375 | [27 empty] | Thrust Block Register - T2W_PIPELINE.xlsm | 110 |  |  | Bend
PWG-FN-0012 | 7260 |  |  | PWG | Foreign Service | FENCE | PWG-FN-0012 |  |  | D-DWG-PWG-011.2 |  | D-DWG-PWG-011_C |  | Yes | PWG |  | FENCE LINE NO POSTS - WIRES ONLY | [40 empty] | Forreign service raw data.xlsx | 214
PWG-TB-127 | 7536.828 |  |  | PWG | Thrust Block | THRUST BLOCK | PWG-TB-127 | [7 empty] | PWG |  | Type 13 | [12 empty] | 375 | [27 empty] | Thrust Block Register - T2W_PIPELINE 24-8.xlsm | 228 |  |  | Isolation Valve
PWG-TT-0040 | 7539.66 | 7547.413 | 7.753 | PWG | Trench Type | TRENCH SECTION |  | 4 | 7.753 | D-DWG-PWG-011.2 | D-DWG-PWG-011.2 |  |  |  | PWG | [42 empty] | Trench Type Register - T2W_PIPELINE.xlsm | 148
PWG-TB-023 | 7542.564 |  |  | PWG | Thrust Block | THRUST BLOCK | PWG-TB-023 | [7 empty] | PWG |  | Type 6 | [11 empty] | MSCL | 450 | [27 empty] | Thrust Block Register - T2W_PIPELINE.xlsm | 111 |  |  | Bend
PWG-TB-024 | 7546.037 |  |  | PWG | Thrust Block | THRUST BLOCK | PWG-TB-024 | [7 empty] | PWG |  | Type 6 | [11 empty] | MSCL | 450 | [27 empty] | Thrust Block Register - T2W_PIPELINE.xlsm | 112 |  |  | Bend
PWG-RL-0001 | 7547.413 | 7579.15 | 31.737 | PWG | Road & Rail Crossing | MAJOR RAIL CROSSING | PWG-RL-0001 |  | 31.737 | [5 empty] | PWG | South Western System |  | Rail | 375 |  |  | OD457x5WT Sintalock Type 1 MSCL Carrier & OD610x12WT MS Enveloper |  |  |  |  | QLD Rail | [15 empty] | Thrust Boring | [14 empty] | T2WRWP-05304-PTW-PPG-SCH-00002_PHW_PWG.xlsx | 15
PWG-TT-0041 | 7547.413 | 7579 | 31.587 | PWG | Trench Type | TRENCH SECTION |  | 8A | 31.587 | D-DWG-PWG-011.2 | D-DWG-PWG-011.2 |  |  |  | PWG | [42 empty] | Trench Type Register - T2W_PIPELINE.xlsm | 149
PWG-FN-0013 | 7577 |  |  | PWG | Foreign Service | FENCE | PWG-FN-0013 |  |  | D-DWG-PWG-011.2 |  |  |  | Yes | PWG |  | FENCE LINE NO POSTS - WIRES ON | [40 empty] | Forreign service raw data.xlsx | 215
PWG-TT-0042 | 7579 | 7624.121 | 45.121 | PWG | Trench Type | TRENCH SECTION |  | 4 | 45.121 | D-DWG-PWG-011.2 | D-DWG-PWG-011.2 |  |  |  | PWG | [42 empty] | Trench Type Register - T2W_PIPELINE.xlsm | 150
PWG-TB-025 | 7583.581 |  |  | PWG | Thrust Block | THRUST BLOCK | PWG-TB-025 | [7 empty] | PWG |  | Type 6 | [11 empty] | DICL | 375 | [27 empty] | Thrust Block Register - T2W_PIPELINE.xlsm | 113 |  |  | Bend
PWG-TB-026 | 7587.138 |  |  | PWG | Thrust Block | THRUST BLOCK | PWG-TB-026 | [7 empty] | PWG |  | Type 6 | [11 empty] | DICL | 375 | [27 empty] | Thrust Block Register - T2W_PIPELINE 24-8.xlsm | 127 |  |  | Bend
PWG-TB-133 | 7595.718 |  |  | PWG | Thrust Block | THRUST BLOCK | PWG-TB-133 | [7 empty] | PWG |  | 2 x Type 13 | [12 empty] | 375 | [27 empty] | Thrust Block Register - T2W_PIPELINE 24-8.xlsm | 234 |  |  | Pigging Station
PWG-EL-0011 | 7609 |  |  | PWG | Foreign Service | ELECTRICITY | PWG-EL-0011 |  |  | D-DWG-PWG-011.2 |  |  | PUP | Yes | PWG |  | PUP ELECTRICITY | [40 empty] | Forreign service raw data.xlsx | 217
PWG-WA-0005 | 7609 |  |  | PWG | Foreign Service | WATER | PWG-WA-0005 |  |  | D-DWG-PWG-011.2 |  |  | BYDA | Yes | PWG |  | BYDA WATER | [40 empty] | Forreign service raw data.xlsx | 216
PWG-TB-027 | 7618.704 |  |  | PWG | Thrust Block | THRUST BLOCK | PWG-TB-027 | [7 empty] | PWG |  | Type 7 | [11 empty] | DICL | 375 | [27 empty] | Thrust Block Register - T2W_PIPELINE 24-8.xlsm | 128 |  |  | Bend
PWG-TB-028 | 7619.979 |  |  | PWG | Thrust Block | THRUST BLOCK | PWG-TB-028 | [7 empty] | PWG |  | Type 11 | [11 empty] | DICL | 375 | [27 empty] | Thrust Block Register - T2W_PIPELINE 24-8.xlsm | 129 |  |  | Bend
PWG-TT-0043 | 7624.121 | 7725.73 | 101.609 | PWG | Trench Type | TRENCH SECTION |  | 1A | 101.609 | D-DWG-PWG-011.2 | D-DWG-PWG-012.2 |  |  |  | PWG | [42 empty] | Trench Type Register - T2W_PIPELINE.xlsm | 151
PWG-OI-0001 | 7633 |  |  | PWG | Foreign Service | OIL | PWG-OI-0001 |  |  | D-DWG-PWG-011.2 |  |  | BYDA | Yes | PWG |  | BYDA OIL | [40 empty] | Forreign service raw data.xlsx | 218
PWG-TB-029 | 7646.073 |  |  | PWG | Thrust Block | THRUST BLOCK | PWG-TB-029 | [7 empty] | PWG |  | Type 11 | [11 empty] | DICL | 375 | [27 empty] | Thrust Block Register - T2W_PIPELINE 24-8.xlsm | 130 |  |  | Bend
PWG-RD-0009 | 7725 | 7743 | 18 | PWG | Road & Rail Crossing | MINOR ROAD CROSSING | PWG-RD-0009 |  | 18 | [5 empty] | PWG | Hartvigsen Street |  | Unsealed | 375 |  |  | DN375 PN35 DICL RRJ |  | 18 |  |  | TRC | [15 empty] | Open Trenching | [14 empty] | T2WRWP-05304-PTW-PPG-SCH-00002_PHW_PWG.xlsx | 16
PWG-TT-0044 | 7725.73 | 7742.01 | 16.28 | PWG | Trench Type | TRENCH SECTION |  | 7 | 16.28 | D-DWG-PWG-012.2 | D-DWG-PWG-012.2 |  |  |  | PWG | [42 empty] | Trench Type Register - T2W_PIPELINE.xlsm | 152
PWG-TT-0045 | 7742.01 | 7939.101 | 197.091 | PWG | Trench Type | TRENCH SECTION |  | 1A | 197.091 | D-DWG-PWG-012.2 | D-DWG-PWG-012.2 |  |  |  | PWG | [42 empty] | Trench Type Register - T2W_PIPELINE.xlsm | 153
PWG-WA-0006 | 7820 |  |  | PWG | Foreign Service | WATER | PWG-WA-0006 |  |  | D-DWG-PWG-012.2 |  |  |  | Yes | PWG |  | UNKNOW WATER | [40 empty] | Forreign service raw data.xlsx | 219
PWG-EL-0012 | 7826 |  |  | PWG | Foreign Service | ELECTRICITY | PWG-EL-0012 |  |  | D-DWG-PWG-012.2 |  |  | PUP | Yes | PWG |  | PUP ELECTRICITY | [40 empty] | Forreign service raw data.xlsx | 220
PWG-EL-0013 | 7826 |  |  | PWG | Foreign Service | ELECTRICITY | PWG-EL-0013 |  |  | D-DWG-PWG-012.2 |  |  | PUP | Yes | PWG |  | PUP ELECTRICITY | [40 empty] | Forreign service raw data.xlsx | 221
PWG-WA-0007 | 7854 |  |  | PWG | Foreign Service | WATER | PWG-WA-0007 |  |  | D-DWG-PWG-012.2 |  |  | BYDA | Yes | PWG |  | BYDA WATER DN375 | [12 empty] | 375 | [27 empty] | Forreign service raw data.xlsx | 222
PWG-TB-030 | 7862.684 |  |  | PWG | Thrust Block | THRUST BLOCK | PWG-TB-030 | [7 empty] | PWG |  | Type 7 | [11 empty] | DICL | 375 | [27 empty] | Thrust Block Register - T2W_PIPELINE 24-8.xlsm | 131 |  |  | Bend
PWG-TB-031 | 7910.66 |  |  | PWG | Thrust Block | THRUST BLOCK | PWG-TB-031 | [7 empty] | PWG |  | Type 7 | [11 empty] | DICL | 375 | [27 empty] | Thrust Block Register - T2W_PIPELINE 24-8.xlsm | 132 |  |  | Bend
PWG-WA-0008 | 7915 |  |  | PWG | Foreign Service | WATER | PWG-WA-0008 |  |  | D-DWG-PWG-012.2 |  |  | BYDA | Yes | PWG |  | BYDA WATER DN375 | [12 empty] | 375 | [27 empty] | Forreign service raw data.xlsx | 223
PWG-TT-0046 | 7939.101 | 7941.464 | 2.363 | PWG | Trench Type | TRENCH SECTION |  | 4 | 2.363 | D-DWG-PWG-012.2 | D-DWG-PWG-012.2 |  |  |  | PWG | [42 empty] | Trench Type Register - T2W_PIPELINE.xlsm | 154
PWG-TT-0047 | 7941.464 | 8288.124 | 346.66 | PWG | Trench Type | TRENCH SECTION |  | 1A | 346.66 | D-DWG-PWG-012.2 | D-DWG-PWG-012.2 |  |  |  | PWG | [42 empty] | Trench Type Register - T2W_PIPELINE.xlsm | 155
PWG-DR-0005 | 7953 |  |  | PWG | Foreign Service | DRAINAGE | PWG-DR-0005 |  |  | D-DWG-PWG-012.2 |  |  | PUP | Yes | PWG |  | PUP DRAINAGE DN200x500 | [12 empty] | 200 x 500 | [27 empty] | Forreign service raw data.xlsx | 225
PWG-WA-0009 | 7953 |  |  | PWG | Foreign Service | WATER | PWG-WA-0009 |  |  | D-DWG-PWG-012.2 |  |  | BYDA | Yes | PWG |  | BYDA WATER DN150 | [12 empty] | 150 | [27 empty] | Forreign service raw data.xlsx | 224
PWG-TB-032 | 7957.939 |  |  | PWG | Thrust Block | THRUST BLOCK | PWG-TB-032 | [7 empty] | PWG |  | Type 7 | [11 empty] | DICL | 375 | [27 empty] | Thrust Block Register - T2W_PIPELINE 24-8.xlsm | 133 |  |  | Bend
PWG-EL-0014 | 7958 |  |  | PWG | Foreign Service | ELECTRICITY | PWG-EL-0014 |  |  | D-DWG-PWG-012.2 |  |  | PUP | Yes | PWG |  | PUP ELECTRICITY | [40 empty] | Forreign service raw data.xlsx | 226
PWG-TB-033 | 7973.15 |  |  | PWG | Thrust Block | THRUST BLOCK | PWG-TB-033 | [7 empty] | PWG |  | Type 7 | [11 empty] | DICL | 375 | [27 empty] | Thrust Block Register - T2W_PIPELINE 24-8.xlsm | 134 |  |  | Bend
PWG-EL-0015 | 8041 |  |  | PWG | Foreign Service | ELECTRICITY | PWG-EL-0015 |  |  | D-DWG-PWG-012.2 |  |  | PUP | Yes | PWG |  | PUP ELECTRICITY | [40 empty] | Forreign service raw data.xlsx | 227
PWG-EL-0016 | 8042 |  |  | PWG | Foreign Service | ELECTRICITY | PWG-EL-0016 |  |  | D-DWG-PWG-012.2 |  |  | PUP | Yes | PWG |  | PUP ELECTRICITY | [40 empty] | Forreign service raw data.xlsx | 228
PWG-WA-0010 | 8067 |  |  | PWG | Foreign Service | WATER | PWG-WA-0010 |  |  | D-DWG-PWG-012.2 |  |  | BYDA | Yes | PWG |  | BYDA WATER DN150 | [12 empty] | 150 | [27 empty] | Forreign service raw data.xlsx | 229
PWG-TB-034 | 8109.465 |  |  | PWG | Thrust Block | THRUST BLOCK | PWG-TB-034 | [7 empty] | PWG |  | Type 7 | [11 empty] | DICL | 375 | [27 empty] | Thrust Block Register - T2W_PIPELINE 24-8.xlsm | 135 |  |  | Bend
PWG-WA-0011 | 8117 |  |  | PWG | Foreign Service | WATER | PWG-WA-0011 |  |  | D-DWG-PWG-012.2 |  |  | BYDA | Yes | PWG |  | BYDA WATER | [40 empty] | Forreign service raw data.xlsx | 230
PWG-TB-035 | 8202.694 |  |  | PWG | Thrust Block | THRUST BLOCK | PWG-TB-035 | [7 empty] | PWG |  | Type 7 | [11 empty] | DICL | 375 | [27 empty] | Thrust Block Register - T2W_PIPELINE 24-8.xlsm | 136 |  |  | Bend
PWG-WA-0012 | 8220 |  |  | PWG | Foreign Service | WATER | PWG-WA-0012 |  |  | D-DWG-PWG-012.2 |  | D-DWG-PWG-012_C | BYDA | Yes | PWG |  | BYDA WATER | [40 empty] | Forreign service raw data.xlsx | 231
PWG-EL-0017 | 8234 |  |  | PWG | Foreign Service | ELECTRICITY | PWG-EL-0017 |  |  | D-DWG-PWG-012.2 |  |  | PUP | Yes | PWG |  | PUP ELECTRICITY | [40 empty] | Forreign service raw data.xlsx | 232
PWG-TB-036 | 8245.381 |  |  | PWG | Thrust Block | THRUST BLOCK | PWG-TB-036 | [7 empty] | PWG |  | Type 7 | [11 empty] | DICL | 375 | [27 empty] | Thrust Block Register - T2W_PIPELINE 24-8.xlsm | 137 |  |  | Bend
PWG-WA-0013 | 8257 |  |  | PWG | Foreign Service | WATER | PWG-WA-0013 |  |  | D-DWG-PWG-012.2 |  |  | BYDA | Yes | PWG |  | BYDA WATER | [40 empty] | Forreign service raw data.xlsx | 233
PWG-EL-0018 | 8266 |  |  | PWG | Foreign Service | ELECTRICITY | PWG-EL-0018 |  |  | D-DWG-PWG-012.2 |  |  | PUP | Yes | PWG |  | PUP ELECTRICITY | [40 empty] | Forreign service raw data.xlsx | 234
PWG-WA-0014 | 8278 |  |  | PWG | Foreign Service | WATER | PWG-WA-0014 |  |  | D-DWG-PWG-012.2 |  |  | BYDA | Yes | PWG |  | BYDA WATER DN150 | [12 empty] | 150 | [27 empty] | Forreign service raw data.xlsx | 235
PWG-TT-0048 | 8288.124 | 8315.201 | 27.077 | PWG | Trench Type | TRENCH SECTION |  | 8A | 27.077 | D-DWG-PWG-012.2 | D-DWG-PWG-012.2 |  |  |  | PWG | [42 empty] | Trench Type Register - T2W_PIPELINE.xlsm | 156
PWG-TB-037 | 8288.124 |  |  | PWG | Thrust Block | THRUST BLOCK | PWG-TB-037 | [7 empty] | PWG |  | Type 6 | [11 empty] | DICL | 375 | [27 empty] | Thrust Block Register - T2W_PIPELINE 24-8.xlsm | 138 |  |  | Bend
PWG-CM-0018 | 8289 |  |  | PWG | Foreign Service | COMMUNICATIONS | PWG-CM-0018 |  |  | D-DWG-PWG-012.2 |  |  | PUP | Yes | PWG |  | PUP COMMS DN300 | [12 empty] | 300 | [27 empty] | Forreign service raw data.xlsx | 236
PWG-RD-0010 | 8293.647 | 8315.201 | 21.554 | PWG | Road & Rail Crossing | MAJOR ROAD CROSSING | PWG-RD-0010 |  | 21.554 | [5 empty] | PWG | Umbiram Road |  | Sealed | 375 |  |  | OD457x5WT Sintalock Type 1 MSCL Carrier & OD610x9WT MS Enveloper |  |  |  |  | TRC | [15 empty] | Thrust Boring | [14 empty] | T2WRWP-05304-PTW-PPG-SCH-00002_PHW_PWG.xlsx | 17
PWG-EL-0019 | 8306 |  |  | PWG | Foreign Service | ELECTRICITY | PWG-EL-0019 |  |  | D-DWG-PWG-012.2 |  |  | PUP | Yes | PWG |  | PUP ELECTRICITY | [40 empty] | Forreign service raw data.xlsx | 237
PWG-WA-0015 | 8306 |  |  | PWG | Foreign Service | WATER | PWG-WA-0015 |  |  | D-DWG-PWG-012.2 |  |  | BYDA | Yes | PWG |  | BYDA WATER | [40 empty] | Forreign service raw data.xlsx | 238
PWG-EL-0020 | 8310 |  |  | PWG | Foreign Service | ELECTRICITY | PWG-EL-0020 |  |  | D-DWG-PWG-012.2 |  |  | PUP | Yes | PWG |  | PUP ELECTRICITY | [40 empty] | Forreign service raw data.xlsx | 239
PWG-TT-0049 | 8315.201 | 8323.259 | 8.058 | PWG | Trench Type | TRENCH SECTION |  | 1A | 8.058 | D-DWG-PWG-012.2 | D-DWG-PWG-012.2 |  |  |  | PWG | [42 empty] | Trench Type Register - T2W_PIPELINE.xlsm | 157
PWG-TT-0050 | 8323.259 | 8335.614 | 12.355 | PWG | Trench Type | TRENCH SECTION |  | 4 | 12.355 | D-DWG-PWG-012.2 | D-DWG-PWG-012.2 |  |  |  | PWG | [42 empty] | Trench Type Register - T2W_PIPELINE.xlsm | 158
PWG-PT-0001 | 8335.614 | 8400.622 | 65.008 | PWG | Road & Rail Crossing | SIGNIFICANT PROTECTED TREES | PWG-PT-0001 |  | 65.008 | [5 empty] | PWG | Wyreema Memorial Park |  | N/A | 375 |  |  | OD457x5WT Sintalock Type 1 MSCL Carrier & OD610x9WT MS Enveloper |  |  |  |  | TRC | [15 empty] | Thrust Boring | [14 empty] | T2WRWP-05304-PTW-PPG-SCH-00002_PHW_PWG.xlsx | 18
PWG-TT-0051 | 8335.614 | 8400.622 | 65.008 | PWG | Trench Type | TRENCH SECTION |  | 8A | 65.008 | D-DWG-PWG-012.2 | D-DWG-PWG-013.2 |  |  |  | PWG | [42 empty] | Trench Type Register - T2W_PIPELINE.xlsm | 159
PWG-CM-0019 | 8358 |  |  | PWG | Foreign Service | COMMUNICATIONS | PWG-CM-0019 |  |  | D-DWG-PWG-012.2 |  |  | BYDA | Yes | PWG |  | BYDA COMMS DN100 | [12 empty] | 100 | [27 empty] | Forreign service raw data.xlsx | 240
PWG-CM-0020 | 8370 |  |  | PWG | Foreign Service | COMMUNICATIONS | PWG-CM-0020 |  |  | D-DWG-PWG-012.2 |  |  | BYDA | Yes | PWG |  | BYDA TELSTRA COMMS DN100 | [9 empty] | Telstra |  |  | 100 | [27 empty] | Forreign service raw data.xlsx | 241
PWG-CM-0021 | 8372 |  |  | PWG | Foreign Service | COMMUNICATIONS | PWG-CM-0021 |  |  | D-DWG-PWG-012.2 |  |  | BYDA | Yes | PWG |  | BYDA TELSTRA COMMS DN30 | [9 empty] | Telstra |  |  | 30 | [27 empty] | Forreign service raw data.xlsx | 242
PWG-TT-0052 | 8400.622 | 8427.328 | 26.706 | PWG | Trench Type | TRENCH SECTION |  | 1A | 26.706 | D-DWG-PWG-013.2 | D-DWG-PWG-013.2 |  |  |  | PWG | [42 empty] | Trench Type Register - T2W_PIPELINE.xlsm | 160
PWG-TT-0053 | 8427.328 | 8465.757 | 38.429 | PWG | Trench Type | TRENCH SECTION |  | 4 | 38.429 | D-DWG-PWG-013.2 | D-DWG-PWG-013.2 |  |  |  | PWG | [42 empty] | Trench Type Register - T2W_PIPELINE.xlsm | 161
PWG-WA-0016 | 8442 |  |  | PWG | Foreign Service | WATER | PWG-WA-0016 |  |  | D-DWG-PWG-013.2 |  |  | BYDA | Yes | PWG |  | BYDA WATER "SIZE TBC" | [12 empty] | TBC | [27 empty] | Forreign service raw data.xlsx | 243
PWG-TT-0054 | 8465.757 | 8488.53 | 22.773 | PWG | Trench Type | TRENCH SECTION |  | 1A | 22.773 | D-DWG-PWG-013.2 | D-DWG-PWG-013.2 |  |  |  | PWG | [42 empty] | Trench Type Register - T2W_PIPELINE.xlsm | 162
PWG-TB-038 | 8465.757 |  |  | PWG | Thrust Block | THRUST BLOCK | PWG-TB-038 | [7 empty] | PWG |  | Type 9 | [11 empty] | MSCL | 450 | [27 empty] | Thrust Block Register - T2W_PIPELINE 24-8.xlsm | 139 |  |  | Bend
PWG-TB-128 | 8475.323 |  |  | PWG | Thrust Block | THRUST BLOCK | PWG-TB-128 | [7 empty] | PWG |  | Type 13 | [12 empty] | 375 | [27 empty] | Thrust Block Register - T2W_PIPELINE 24-8.xlsm | 229 |  |  | Isolation Valve
PWG-TB-039 | 8481.865 |  |  | PWG | Thrust Block | THRUST BLOCK | PWG-TB-039 | [7 empty] | PWG |  | Type 4 | [11 empty] | DICL | 375 | [27 empty] | Thrust Block Register - T2W_PIPELINE 24-8.xlsm | 140 |  |  | Bend
PWG-TB-040 | 8485.834 |  |  | PWG | Thrust Block | THRUST BLOCK | PWG-TB-040 | [7 empty] | PWG |  | Type 6 | [11 empty] | DICL | 375 | [27 empty] | Thrust Block Register - T2W_PIPELINE 24-8.xlsm | 141 |  |  | Bend
PWG-WA-0017 | 8487 |  |  | PWG | Foreign Service | WATER | PWG-WA-0017 |  |  | D-DWG-PWG-013.2 |  |  | BYDA | Yes | PWG |  | BYDA WATER | [40 empty] | Forreign service raw data.xlsx | 244
PWG-RL-0002 | 8487.151 | 8542.069 | 54.918 | PWG | Road & Rail Crossing | MAJOR RAIL CROSSING | PWG-RL-0002 |  | 54.918 | [5 empty] | PWG | South Western System |  | Rail | 375 |  |  | OD457x5WT Sintalock Type 1 MSCL Carrier & OD610x12WT MS Enveloper |  |  |  |  | QLD Rail | [15 empty] | Thrust Boring | [14 empty] | T2WRWP-05304-PTW-PPG-SCH-00002_PHW_PWG.xlsx | 19
PWG-TT-0055 | 8488.53 | 8542.069 | 53.539 | PWG | Trench Type | TRENCH SECTION |  | 8A | 53.539 | D-DWG-PWG-013.2 | D-DWG-PWG-013.2 |  |  |  | PWG | [42 empty] | Trench Type Register - T2W_PIPELINE.xlsm | 163
PWG-CM-0022 | 8489 |  |  | PWG | Foreign Service | COMMUNICATIONS | PWG-CM-0022 |  |  | D-DWG-PWG-013.2 |  |  | BYDA | Yes | PWG |  | BYDA TELSTRA COMMS DN100 | [9 empty] | Telstra |  |  | 100 | [27 empty] | Forreign service raw data.xlsx | 245
PWG-FN-0014 | 8491 |  |  | PWG | Foreign Service | FENCE | PWG-FN-0014 |  |  | D-DWG-PWG-013.2 |  |  |  | Yes | PWG |  | FENCE LINE NO POSTS - WIRES ONLY | [40 empty] | Forreign service raw data.xlsx | 246
PWG-CM-0023 | 8532 |  |  | PWG | Foreign Service | COMMUNICATIONS | PWG-CM-0023 |  |  | D-DWG-PWG-013.2 |  |  | PUP | Yes | PWG |  | PUP COMMS DN200 PVC | [12 empty] | 200 | [27 empty] | Forreign service raw data.xlsx | 247
PWG-TT-0056 | 8542.069 | 8545.354 | 3.285 | PWG | Trench Type | TRENCH SECTION |  | 4 | 3.285 | D-DWG-PWG-013.2 | D-DWG-PWG-013.2 |  |  |  | PWG | [42 empty] | Trench Type Register - T2W_PIPELINE.xlsm | 164
PWG-TT-0057 | 8545.354 | 8584.129 | 38.775 | PWG | Trench Type | TRENCH SECTION |  | 1A | 38.775 | D-DWG-PWG-013.2 | D-DWG-PWG-013.2 |  |  |  | PWG | [42 empty] | Trench Type Register - T2W_PIPELINE.xlsm | 165
PWG-TB-041 | 8545.354 |  |  | PWG | Thrust Block | THRUST BLOCK | PWG-TB-041 | [7 empty] | PWG |  | Type 6 | [11 empty] | DICL | 375 | [27 empty] | Thrust Block Register - T2W_PIPELINE 24-8.xlsm | 142 |  |  | Bend
PWG-TB-042 | 8547.89 |  |  | PWG | Thrust Block | THRUST BLOCK | PWG-TB-042 | [7 empty] | PWG |  | Type 6 | [11 empty] | DICL | 375 | [27 empty] | Thrust Block Register - T2W_PIPELINE 24-8.xlsm | 143 |  |  | Bend
PWG-TB-129 | 8562.951 |  |  | PWG | Thrust Block | THRUST BLOCK | PWG-TB-129 | [7 empty] | PWG |  | Type 13 | [12 empty] | 375 | [27 empty] | Thrust Block Register - T2W_PIPELINE 24-8.xlsm | 230 |  |  | Isolation Valve
PWG-CM-0024 | 8577 |  |  | PWG | Foreign Service | COMMUNICATIONS | PWG-CM-0024 |  |  | D-DWG-PWG-013.2 |  |  | BYDA | Yes | PWG |  | BYDA NBN COMMS DN30 | [9 empty] | NBN Co |  |  | 30 | [27 empty] | Forreign service raw data.xlsx | 248
PWG-CP-0002 | 8578 | 8622 | 44 | PWG | Road & Rail Crossing | CARPARK/SIDE LANE | PWG-CP-0002 |  | 44 | [5 empty] | PWG | Wyreema Cambooya Road Side Bay |  | Unsealed | 375 |  |  | DN375 PN35 DICL RRJ |  | 39.01 | 4.99 |  | TRC | [15 empty] | Open Trenching | [14 empty] | T2WRWP-05304-PTW-PPG-SCH-00002_PHW_PWG.xlsx | 20
PWG-TT-0058 | 8584.129 | 8605.285 | 21.156 | PWG | Trench Type | TRENCH SECTION |  | 7 | 21.156 | D-DWG-PWG-013.2 | D-DWG-PWG-013.2 |  |  |  | PWG | [42 empty] | Trench Type Register - T2W_PIPELINE.xlsm | 166
PWG-CM-0025 | 8596 |  |  | PWG | Foreign Service | COMMUNICATIONS | PWG-CM-0025 |  |  | D-DWG-PWG-013.2 |  |  | BYDA | Yes | PWG |  | BYDA NBN COMMS | [9 empty] | NBN Co | [30 empty] | Forreign service raw data.xlsx | 249
PWG-CM-0026 | 8597 |  |  | PWG | Foreign Service | COMMUNICATIONS | PWG-CM-0026 |  |  | D-DWG-PWG-013.2 |  |  | PUP | Yes | PWG |  | PUP COMMS PVC | [40 empty] | Forreign service raw data.xlsx | 250
PWG-WA-0018 | 8603 |  |  | PWG | Foreign Service | WATER | PWG-WA-0018 |  |  | D-DWG-PWG-013.2 |  |  | BYDA | Yes | PWG |  | BYDA WATER DN150 | [12 empty] | 150 | [27 empty] | Forreign service raw data.xlsx | 251
PWG-TT-0059 | 8605.285 | 8610.275 | 4.99 | PWG | Trench Type | TRENCH SECTION |  | 4&7 | 4.99 | D-DWG-PWG-013.2 | D-DWG-PWG-013.2 |  |  |  | PWG | [42 empty] | Trench Type Register - T2W_PIPELINE.xlsm | 167
PWG-SW-0010 | 8607 |  |  | PWG | Foreign Service | SEWER | PWG-SW-0010 |  |  | D-DWG-PWG-013.2 |  |  | PUP | Yes | PWG |  | PUP SEWER DN150 | [12 empty] | 150 | [27 empty] | Forreign service raw data.xlsx | 252
PWG-TT-0060 | 8610.275 | 8613.442 | 3.167 | PWG | Trench Type | TRENCH SECTION |  | 7 | 3.167 | D-DWG-PWG-013.2 | D-DWG-PWG-013.2 |  |  |  | PWG | [42 empty] | Trench Type Register - T2W_PIPELINE.xlsm | 168
PWG-TT-0061 | 8613.442 | 8692.124 | 78.682 | PWG | Trench Type | TRENCH SECTION |  | 1A | 78.682 | D-DWG-PWG-013.2 | D-DWG-PWG-013.2 |  |  |  | PWG | [42 empty] | Trench Type Register - T2W_PIPELINE.xlsm | 169
PWG-TS-0008 | 8669.8 |  |  | PWG | Trench Stop & Bulkhead | TRENCH STOP | PWG-TS-0008 |  |  | D-DWG-PWG-013 | [47 empty] | Trench&Bulkheads- T2W_PIPELINE.xlsm | 466 | [12 empty] | 1112.5 | 1 | each | 1112.5
PWG-TS-0009 | 8677 |  |  | PWG | Trench Stop & Bulkhead | TRENCH STOP | PWG-TS-0009 |  |  | D-DWG-PWG-013 | [47 empty] | Trench&Bulkheads- T2W_PIPELINE.xlsm | 467 | [12 empty] | 1112.5 | 1 | each | 1112.5
PWG-TT-0062 | 8692.124 | 8706.792 | 14.668 | PWG | Trench Type | TRENCH SECTION |  | 4 | 14.668 | D-DWG-PWG-013.2 | D-DWG-PWG-013.2 |  |  |  | PWG | [42 empty] | Trench Type Register - T2W_PIPELINE.xlsm | 170
PWG-SW-0011 | 8697 |  |  | PWG | Foreign Service | SEWER | PWG-SW-0011 |  |  | D-DWG-PWG-013.2 |  |  | PUP | Yes | PWG |  | PUP SEWER DN315 | [12 empty] | 315 | [27 empty] | Forreign service raw data.xlsx | 253
PWG-TT-0063 | 8706.792 | 8808.151 | 101.359 | PWG | Trench Type | TRENCH SECTION |  | 1A | 101.359 | D-DWG-PWG-013.2 | D-DWG-PWG-013.2 |  |  |  | PWG | [42 empty] | Trench Type Register - T2W_PIPELINE.xlsm | 171
PWG-CP-0003 | 8780 | 8840 | 60 | PWG | Road & Rail Crossing | CARPARK/SIDE LANE | PWG-CP-0003 |  | 60 | [5 empty] | PWG | Wyreema Cambooya Road Side Bay |  | Unsealed | 375 |  |  | DN375 PN35 DICL RRJ |  | 60 |  |  | TRC | [15 empty] | Open Trenching | [14 empty] | T2WRWP-05304-PTW-PPG-SCH-00002_PHW_PWG.xlsx | 21
PWG-TT-0064 | 8808.151 | 8858.11 | 49.959 | PWG | Trench Type | TRENCH SECTION |  | 7 | 49.959 | D-DWG-PWG-013.2 | D-DWG-PWG-013.2 |  |  |  | PWG | [42 empty] | Trench Type Register - T2W_PIPELINE.xlsm | 172
PWG-TT-0065 | 8858.11 | 9100 | 241.89 | PWG | Trench Type | TRENCH SECTION |  | 1A | 241.89 | D-DWG-PWG-013.2 | D-DWG-PWG-013.2 |  |  |  | PWG | [42 empty] | Trench Type Register - T2W_PIPELINE.xlsm | 173
PWG-TB-106 | 8908.151 |  |  | PWG | Thrust Block | THRUST BLOCK | PWG-TB-106 | [7 empty] | PWG |  | Type 7 | [11 empty] | DICL | 150 | [27 empty] | Thrust Block Register - T2W_PIPELINE 24-8.xlsm | 207 |  |  | Tee
PWG-TT-0066 | 9100 | 9154.955 | 54.955 | PWG | Trench Type | TRENCH SECTION |  | 7 | 54.955 | D-DWG-PWG-014.2 | D-DWG-PWG-014.2 |  |  |  | PWG | [42 empty] | Trench Type Register - T2W_PIPELINE.xlsm | 174
PWG-CP-0004 | 9115 | 9157 | 42 | PWG | Road & Rail Crossing | CARPARK/SIDE LANE | PWG-CP-0004 |  | 42 | [5 empty] | PWG | Wyreema Cambooya Road Side Bay |  | Unsealed | 375 |  |  | DN375 PN35 DICL RRJ |  | 42 |  |  | TRC | [15 empty] | Open Trenching | [14 empty] | T2WRWP-05304-PTW-PPG-SCH-00002_PHW_PWG.xlsx | 22
PWG-TT-0067 | 9154.955 | 12307.423 | 3152.468 | PWG | Trench Type | TRENCH SECTION |  | 1A | 3152.468 | D-DWG-PWG-014.2 | D-DWG-PWG-018.2 |  |  |  | PWG | [42 empty] | Trench Type Register - T2W_PIPELINE.xlsm | 175
PWG-CM-0027 | 9243 |  |  | PWG | Foreign Service | COMMUNICATIONS | PWG-CM-0027 |  |  | D-DWG-PWG-014.2 |  |  | BYDA | Yes | PWG |  | BYDA TELSTRA COMMS DN50 CONC COVER | [9 empty] | Telstra |  |  | 50 | [27 empty] | Forreign service raw data.xlsx | 254
PWG-TS-0010 | 9344.9 |  |  | PWG | Trench Stop & Bulkhead | TRENCH STOP | PWG-TS-0010 |  |  | D-DWG-PWG-014 | [47 empty] | Trench&Bulkheads- T2W_PIPELINE.xlsm | 468 | [12 empty] | 1112.5 | 1 | each | 1112.5
PWG-TS-0011 | 9358.4 |  |  | PWG | Trench Stop & Bulkhead | TRENCH STOP | PWG-TS-0011 |  |  | D-DWG-PWG-014 | [47 empty] | Trench&Bulkheads- T2W_PIPELINE.xlsm | 469 | [12 empty] | 1112.5 | 1 | each | 1112.5
PWG-TS-0012 | 9371.9 |  |  | PWG | Trench Stop & Bulkhead | TRENCH STOP | PWG-TS-0012 |  |  | D-DWG-PWG-014 | [47 empty] | Trench&Bulkheads- T2W_PIPELINE.xlsm | 470 | [12 empty] | 1112.5 | 1 | each | 1112.5
PWG-TB-043 | 9455.661 |  |  | PWG | Thrust Block | THRUST BLOCK | PWG-TB-043 | [7 empty] | PWG |  | Type 7 | [11 empty] | DICL | 375 | [27 empty] | Thrust Block Register - T2W_PIPELINE 24-8.xlsm | 144 |  |  | Bend
PWG-CC-0006 | 9456 | 9480 | 24 | PWG | Creek Crossing | TRENCHED CREEK CROSSING | PWG-CC-0006 | [7 empty] | PWG |  |  |  |  | FABRIC/VEGETATION | [37 empty] | PHw_PWG_Creek_Crossings.xlsx | 8
PWG-TB-107 | 9473.063 |  |  | PWG | Thrust Block | THRUST BLOCK | PWG-TB-107 | [7 empty] | PWG |  | Type 7 | [11 empty] | DICL | 150 | [27 empty] | Thrust Block Register - T2W_PIPELINE 24-8.xlsm | 208 |  |  | Tee
PWG-EL-0021 | 9561 |  |  | PWG | Foreign Service | ELECTRICITY | PWG-EL-0021 |  |  | D-DWG-PWG-014.2 |  |  | PUP | Yes | PWG |  | PUP ELECTRICITY | [40 empty] | Forreign service raw data.xlsx | 255
PWG-EL-0022 | 9585 |  |  | PWG | Foreign Service | ELECTRICITY | PWG-EL-0022 |  |  | D-DWG-PWG-014.2 |  |  | PUP | Yes | PWG |  | PUP ELECTRICITY | [40 empty] | Forreign service raw data.xlsx | 256
PWG-EL-0023 | 9585 |  |  | PWG | Foreign Service | ELECTRICITY | PWG-EL-0023 |  |  | D-DWG-PWG-014.2 |  |  | PUP | Yes | PWG |  | PUP ELECTRICITY | [40 empty] | Forreign service raw data.xlsx | 257
PWG-EL-0024 | 9788 |  |  | PWG | Foreign Service | ELECTRICITY | PWG-EL-0024 |  |  | D-DWG-PWG-014.2 |  |  | PUP | Yes | PWG |  | PUP ELECTRICITY | [40 empty] | Forreign service raw data.xlsx | 258
PWG-TS-0013 | 9810.2 |  |  | PWG | Trench Stop & Bulkhead | TRENCH STOP | PWG-TS-0013 |  |  | D-DWG-PWG-015 | [47 empty] | Trench&Bulkheads- T2W_PIPELINE.xlsm | 471 | [12 empty] | 1112.5 | 1 | each | 1112.5
PWG-TS-0014 | 9825.8 |  |  | PWG | Trench Stop & Bulkhead | TRENCH STOP | PWG-TS-0014 |  |  | D-DWG-PWG-015 | [47 empty] | Trench&Bulkheads- T2W_PIPELINE.xlsm | 472 | [12 empty] | 1112.5 | 1 | each | 1112.5
PWG-TS-0015 | 9841.4 |  |  | PWG | Trench Stop & Bulkhead | TRENCH STOP | PWG-TS-0015 |  |  | D-DWG-PWG-015 | [47 empty] | Trench&Bulkheads- T2W_PIPELINE.xlsm | 473 | [12 empty] | 1112.5 | 1 | each | 1112.5
PWG-CC-0007 | 10243 | 10260 | 17 | PWG | Creek Crossing | TRENCHED CREEK CROSSING | PWG-CC-0007 | [7 empty] | PWG |  |  |  |  | FABRIC/VEGETATION | [37 empty] | PHw_PWG_Creek_Crossings.xlsx | 9
PWG-EL-0025 | 10298 |  |  | PWG | Foreign Service | ELECTRICITY | PWG-EL-0025 |  |  | D-DWG-PWG-015.2 |  |  | PUP | Yes | PWG |  | PUP ELECTRICITY | [40 empty] | Forreign service raw data.xlsx | 259
PWG-CM-0028 | 10433 |  |  | PWG | Foreign Service | COMMUNICATIONS | PWG-CM-0028 |  |  | D-DWG-PWG-015.2 |  |  | BYDA | Yes | PWG |  | BYDA TELSTRA COMMS DN50 CONC COVER | [9 empty] | Telstra |  |  | 50 | [27 empty] | Forreign service raw data.xlsx | 260
PWG-CM-0029 | 10433 |  |  | PWG | Foreign Service | COMMUNICATIONS | PWG-CM-0029 |  |  | D-DWG-PWG-015.2 |  |  | BYDA | Yes | PWG |  | BYDA NBN COMMS DN30 | [9 empty] | NBN Co |  |  | 30 | [27 empty] | Forreign service raw data.xlsx | 261
PWG-CM-0030 | 10433 |  |  | PWG | Foreign Service | COMMUNICATIONS | PWG-CM-0030 |  |  | D-DWG-PWG-015.2 |  |  | BYDA | Yes | PWG |  | BYDA TELSTRACOMMS DN30 | [9 empty] | Telstra |  |  | 30 | [27 empty] | Forreign service raw data.xlsx | 262
PWG-TB-108 | 10553.492 |  |  | PWG | Thrust Block | THRUST BLOCK | PWG-TB-108 | [7 empty] | PWG |  | Type 7 | [11 empty] | DICL | 150 | [27 empty] | Thrust Block Register - T2W_PIPELINE 24-8.xlsm | 209 |  |  | Tee
PWG-VG-0015 | 10680 | 10690 | 10 | PWG | Vegetation | TREE REMOVAL | VEG_PWG015 | [49 empty] | MULTIPLE SMALL TREES | T2W - Tree Removal TakeOff (V.1).xlsx | 102 | 116 | HEAVY
PWG-TB-044 | 10741.055 |  |  | PWG | Thrust Block | THRUST BLOCK | PWG-TB-044 | [7 empty] | PWG |  | Type 7 | [11 empty] | DICL | 375 | [27 empty] | Thrust Block Register - T2W_PIPELINE 24-8.xlsm | 145 |  |  | Bend
PWG-TB-045 | 10780.713 |  |  | PWG | Thrust Block | THRUST BLOCK | PWG-TB-045 | [7 empty] | PWG |  | Type 7 | [11 empty] | DICL | 375 | [27 empty] | Thrust Block Register - T2W_PIPELINE 24-8.xlsm | 146 |  |  | Bend
PWG-EL-0026 | 10905 |  |  | PWG | Foreign Service | ELECTRICITY | PWG-EL-0026 |  |  | D-DWG-PWG-016.2 |  |  | PUP | Yes | PWG |  | PUP ELECTRICITY | [40 empty] | Forreign service raw data.xlsx | 263
PWG-TS-0016 | 11111.31 |  |  | PWG | Trench Stop & Bulkhead | TRENCH STOP | PWG-TS-0016 |  |  | D-DWG-PWG-016 | [47 empty] | Trench&Bulkheads- T2W_PIPELINE.xlsm | 474 | [12 empty] | 1112.5 | 1 | each | 1112.5
PWG-TS-0017 | 11118.61 |  |  | PWG | Trench Stop & Bulkhead | TRENCH STOP | PWG-TS-0017 |  |  | D-DWG-PWG-016 | [47 empty] | Trench&Bulkheads- T2W_PIPELINE.xlsm | 475 | [12 empty] | 1112.5 | 1 | each | 1112.5
PWG-TS-0018 | 11125.91 |  |  | PWG | Trench Stop & Bulkhead | TRENCH STOP | PWG-TS-0018 |  |  | D-DWG-PWG-016 | [47 empty] | Trench&Bulkheads- T2W_PIPELINE.xlsm | 476 | [12 empty] | 1112.5 | 1 | each | 1112.5
PWG-EL-0027 | 11179 |  |  | PWG | Foreign Service | ELECTRICITY | PWG-EL-0027 |  |  | D-DWG-PWG-016.2 |  |  | PUP | Yes | PWG |  | PUP ELECTRICITY | [40 empty] | Forreign service raw data.xlsx | 264
PWG-TS-0019 | 11305.8 |  |  | PWG | Trench Stop & Bulkhead | TRENCH STOP | PWG-TS-0019 |  |  | D-DWG-PWG-017 | [47 empty] | Trench&Bulkheads- T2W_PIPELINE.xlsm | 477 | [12 empty] | 1112.5 | 1 | each | 1112.5
PWG-TS-0020 | 11318.5 |  |  | PWG | Trench Stop & Bulkhead | TRENCH STOP | PWG-TS-0020 |  |  | D-DWG-PWG-017 | [47 empty] | Trench&Bulkheads- T2W_PIPELINE.xlsm | 478 | [12 empty] | 1112.5 | 1 | each | 1112.5
PWG-TS-0021 | 11331.2 |  |  | PWG | Trench Stop & Bulkhead | TRENCH STOP | PWG-TS-0021 |  |  | D-DWG-PWG-017 | [47 empty] | Trench&Bulkheads- T2W_PIPELINE.xlsm | 479 | [12 empty] | 1112.5 | 1 | each | 1112.5
PWG-TB-046 | 11468.159 |  |  | PWG | Thrust Block | THRUST BLOCK | PWG-TB-046 | [7 empty] | PWG |  | Type 7 | [11 empty] | DICL | 375 | [27 empty] | Thrust Block Register - T2W_PIPELINE 24-8.xlsm | 147 |  |  | Bend
PWG-EL-0028 | 11482 |  |  | PWG | Foreign Service | ELECTRICITY | PWG-EL-0028 |  |  | D-DWG-PWG-017.2 |  |  | PUP | Yes | PWG |  | PUP ELECTRICITY | [40 empty] | Forreign service raw data.xlsx | 265
PWG-CC-0008 | 11558 | 11574 | 16 | PWG | Creek Crossing | TRENCHED CREEK CROSSING | PWG-CC-0008 | [7 empty] | PWG |  |  |  |  | FABRIC/VEGETATION | [37 empty] | PHw_PWG_Creek_Crossings.xlsx | 10
PWG-TB-047 | 11759.158 |  |  | PWG | Thrust Block | THRUST BLOCK | PWG-TB-047 | [7 empty] | PWG |  | Type 7 | [11 empty] | DICL | 375 | [27 empty] | Thrust Block Register - T2W_PIPELINE 24-8.xlsm | 148 |  |  | Bend
PWG-TB-048 | 11768.094 |  |  | PWG | Thrust Block | THRUST BLOCK | PWG-TB-048 | [7 empty] | PWG |  | Type 7 | [11 empty] | DICL | 375 | [27 empty] | Thrust Block Register - T2W_PIPELINE 24-8.xlsm | 149 |  |  | Bend
PWG-CM-0031 | 11771 |  |  | PWG | Foreign Service | COMMUNICATIONS | PWG-CM-0031 |  |  | D-DWG-PWG-017.2 |  |  | BYDA | Yes | PWG |  | BYDA TELSTRA COMMS DN50 CONC COVER | [9 empty] | Telstra |  |  | 50 | [27 empty] | Forreign service raw data.xlsx | 266
PWG-EL-0029 | 11771 |  |  | PWG | Foreign Service | ELECTRICITY | PWG-EL-0029 |  |  | D-DWG-PWG-017.2 |  |  | PUP | Yes | PWG |  | PUP ELECTRICITY | [40 empty] | Forreign service raw data.xlsx | 267
PWG-TB-049 | 11773.094 |  |  | PWG | Thrust Block | THRUST BLOCK | PWG-TB-049 | [7 empty] | PWG |  | Type 7 | [11 empty] | DICL | 375 | [27 empty] | Thrust Block Register - T2W_PIPELINE 24-8.xlsm | 150 |  |  | Bend
PWG-TB-050 | 11782.037 |  |  | PWG | Thrust Block | THRUST BLOCK | PWG-TB-050 | [7 empty] | PWG |  | Type 7 | [11 empty] | DICL | 375 | [27 empty] | Thrust Block Register - T2W_PIPELINE 24-8.xlsm | 151 |  |  | Bend
PWG-EL-0030 | 11969 |  |  | PWG | Foreign Service | ELECTRICITY | PWG-EL-0030 |  |  | D-DWG-PWG-018.2 |  |  | PUP | Yes | PWG |  | PUP ELECTRICITY | [40 empty] | Forreign service raw data.xlsx | 268
PWG-EL-0031 | 12094 |  |  | PWG | Foreign Service | ELECTRICITY | PWG-EL-0031 |  |  | D-DWG-PWG-018.2 |  |  | PUP | Yes | PWG |  | PUP ELECTRICITY | [40 empty] | Forreign service raw data.xlsx | 269
PWG-TB-051 | 12099.939 |  |  | PWG | Thrust Block | THRUST BLOCK | PWG-TB-051 | [7 empty] | PWG |  | Type 7 | [11 empty] | DICL | 375 | [27 empty] | Thrust Block Register - T2W_PIPELINE 24-8.xlsm | 152 |  |  | Bend
PWG-FN-0015 | 12214 |  |  | PWG | Foreign Service | FENCE | PWG-FN-0015 |  |  | D-DWG-PWG-018.2 |  |  |  | Yes | PWG |  | FENCE LINE NO POSTS - WIRES ONLY | [40 empty] | Forreign service raw data.xlsx | 270
PWG-FN-0016 | 12273 |  |  | PWG | Foreign Service | FENCE | PWG-FN-0016 |  |  | D-DWG-PWG-018.2 |  |  |  | Yes | PWG |  | FENCE LINE NO POSTS - WIRES ONLY | [40 empty] | Forreign service raw data.xlsx | 271
PWG-CM-0032 | 12307 |  |  | PWG | Foreign Service | COMMUNICATIONS | PWG-CM-0032 |  |  | D-DWG-PWG-018.2 |  |  | BYDA | Yes | PWG |  | BYDA NBN COMMS DN30 | [9 empty] | NBN Co |  |  | 30 | [27 empty] | Forreign service raw data.xlsx | 272
PWG-CM-0033 | 12307 |  |  | PWG | Foreign Service | COMMUNICATIONS | PWG-CM-0033 |  |  | D-DWG-PWG-018.2 |  |  | BYDA | Yes | PWG |  | BYDA NBN COMMS DN30 | [9 empty] | NBN Co |  |  | 30 | [27 empty] | Forreign service raw data.xlsx | 273
PWG-TT-0068 | 12307.423 | 12320.895 | 13.472 | PWG | Trench Type | TRENCH SECTION |  | 6 | 13.472 | D-DWG-PWG-018.2 | D-DWG-PWG-018.2 |  |  |  | PWG | [42 empty] | Trench Type Register - T2W_PIPELINE.xlsm | 176
PWG-RD-0011 | 12310 | 12320 | 10 | PWG | Road & Rail Crossing | MINOR ROAD CROSSING | PWG-RD-0011 |  | 10 | [5 empty] | PWG | Bourne Road |  | Sealed | 375 |  |  | DN375 PN35 DICL RRJ | 10 |  |  |  | TRC | [15 empty] | Open Trenching | [14 empty] | T2WRWP-05304-PTW-PPG-SCH-00002_PHW_PWG.xlsx | 23
PWG-CM-0034 | 12320 |  |  | PWG | Foreign Service | COMMUNICATIONS | PWG-CM-0034 |  |  | D-DWG-PWG-018.2 |  |  | BYDA | Yes | PWG |  | BYDA TELSTRA COMMS DN35 | [9 empty] | Telstra |  |  | 35 | [27 empty] | Forreign service raw data.xlsx | 274
PWG-TT-0069 | 12320.895 | 12720.22 | 399.325 | PWG | Trench Type | TRENCH SECTION |  | 1A | 399.325 | D-DWG-PWG-018.2 | D-DWG-PWG-019.2 |  |  |  | PWG | [42 empty] | Trench Type Register - T2W_PIPELINE.xlsm | 177
PWG-CM-0035 | 12322 |  |  | PWG | Foreign Service | COMMUNICATIONS | PWG-CM-0035 |  |  | D-DWG-PWG-018.2 |  |  | BYDA | Yes | PWG |  | BYDA NBN COMMS DN30 | [9 empty] | NBN Co |  |  | 30 | [27 empty] | Forreign service raw data.xlsx | 275
PWG-CM-0036 | 12322 |  |  | PWG | Foreign Service | COMMUNICATIONS | PWG-CM-0036 |  |  | D-DWG-PWG-018.2 |  |  | BYDA | Yes | PWG |  | BYDA NBN COMMS DN30 | [9 empty] | NBN Co |  |  | 30 | [27 empty] | Forreign service raw data.xlsx | 276
PWG-CM-0037 | 12322 |  |  | PWG | Foreign Service | COMMUNICATIONS | PWG-CM-0037 |  |  | D-DWG-PWG-018.2 |  |  | BYDA | Yes | PWG |  | BYDA NBN COMMS DN30 | [9 empty] | NBN Co |  |  | 30 | [27 empty] | Forreign service raw data.xlsx | 277
PWG-TB-109 | 12687.754 |  |  | PWG | Thrust Block | THRUST BLOCK | PWG-TB-109 | [7 empty] | PWG |  | Type 7 | [11 empty] | DICL | 150 | [27 empty] | Thrust Block Register - T2W_PIPELINE 24-8.xlsm | 210 |  |  | Tee
PWG-TB-052 | 12694.713 |  |  | PWG | Thrust Block | THRUST BLOCK | PWG-TB-052 | [7 empty] | PWG |  | Type 5 | [11 empty] | DICL | 375 | [27 empty] | Thrust Block Register - T2W_PIPELINE 24-8.xlsm | 153 |  |  | Bend
PWG-RD-0012 | 12702.22 | 12734.864 | 32.644 | PWG | Road & Rail Crossing | MINOR ROAD CROSSING | PWG-RD-0012 |  | 32.644 | [5 empty] | PWG | Wyreema Cambooya Road |  | Sealed | 375 |  |  | OD457x5WT Sintalock Type 1 MSCL Carrier & OD610x9WT MS Enveloper |  |  |  |  | TRC | [15 empty] | Thrust Boring | [14 empty] | T2WRWP-05304-PTW-PPG-SCH-00002_PHW_PWG.xlsx | 24
PWG-TT-0070 | 12720.22 | 12734.864 | 14.644 | PWG | Trench Type | TRENCH SECTION |  | 8A | 14.644 | D-DWG-PWG-019.2 | D-DWG-PWG-019.2 |  |  |  | PWG | [42 empty] | Trench Type Register - T2W_PIPELINE.xlsm | 178
PWG-TT-0071 | 12734.864 | 13218.214 | 483.35 | PWG | Trench Type | TRENCH SECTION |  | 1A | 483.35 | D-DWG-PWG-019.2 | D-DWG-PWG-019.2 |  |  |  | PWG | [42 empty] | Trench Type Register - T2W_PIPELINE.xlsm | 179
PWG-TB-053 | 12747.863 |  |  | PWG | Thrust Block | THRUST BLOCK | PWG-TB-053 | [7 empty] | PWG |  | Type 5 | [11 empty] | DICL | 375 | [27 empty] | Thrust Block Register - T2W_PIPELINE 24-8.xlsm | 154 |  |  | Bend
PWG-TB-054 | 12782.914 |  |  | PWG | Thrust Block | THRUST BLOCK | PWG-TB-054 | [7 empty] | PWG |  | Type 7 | [11 empty] | DICL | 375 | [27 empty] | Thrust Block Register - T2W_PIPELINE 24-8.xlsm | 155 |  |  | Bend
PWG-TB-110 | 13188.911 |  |  | PWG | Thrust Block | THRUST BLOCK | PWG-TB-110 | [7 empty] | PWG |  | Type 7 | [11 empty] | DICL | 150 | [27 empty] | Thrust Block Register - T2W_PIPELINE 24-8.xlsm | 211 |  |  | Tee
PWG-RD-0013 | 13218.214 | 13247.005 | 28.791 | PWG | Road & Rail Crossing | MINOR ROAD CROSSING | PWG-RD-0013 |  | 28.791 | [5 empty] | PWG | Cambooya Felton Road |  | Sealed | 375 |  |  | OD457x5WT Sintalock Type 1 MSCL Carrier & OD610x9WT MS Enveloper |  |  |  |  | TRC | [15 empty] | Thrust Boring | [14 empty] | T2WRWP-05304-PTW-PPG-SCH-00002_PHW_PWG.xlsx | 25
PWG-TT-0072 | 13218.214 | 13247.005 | 28.791 | PWG | Trench Type | TRENCH SECTION |  | 8A | 28.791 | D-DWG-PWG-019.2 | D-DWG-PWG-019.2 |  |  |  | PWG | [42 empty] | Trench Type Register - T2W_PIPELINE.xlsm | 180
PWG-CM-0038 | 13228 |  |  | PWG | Foreign Service | COMMUNICATIONS | PWG-CM-0038 |  |  | D-DWG-PWG-019.2 |  |  | BYDA | Yes | PWG |  | BYDA TELSTRA COMMS DN50 | [9 empty] | Telstra |  |  | 50 | [27 empty] | Forreign service raw data.xlsx | 278
PWG-TT-0073 | 13247.005 | 13622.356 | 375.351 | PWG | Trench Type | TRENCH SECTION |  | 1A | 375.351 | D-DWG-PWG-019.2 | D-DWG-PWG-020.2 |  |  |  | PWG | [42 empty] | Trench Type Register - T2W_PIPELINE.xlsm | 181
PWG-TB-130 | 13366.211 |  |  | PWG | Thrust Block | THRUST BLOCK | PWG-TB-130 | [7 empty] | PWG |  | Type 13 | [12 empty] | 375 | [27 empty] | Thrust Block Register - T2W_PIPELINE 24-8.xlsm | 231 |  |  | Isolation Valve
PWG-FN-0017 | 13375 |  |  | PWG | Foreign Service | FENCE | PWG-FN-0017 |  |  | D-DWG-PWG-020.2 |  |  |  | Yes | PWG |  | FENCE LINE NO POSTS - WIRES ONLY | [40 empty] | Forreign service raw data.xlsx | 279
PWG-FN-0018 | 13375 |  |  | PWG | Foreign Service | FENCE | PWG-FN-0018 |  |  | D-DWG-PWG-020.2 |  |  |  | Yes | PWG |  | FENCE LINE NO POSTS - WIRES ONLY | [40 empty] | Forreign service raw data.xlsx | 280
PWG-FN-0019 | 13375 |  |  | PWG | Foreign Service | FENCE | PWG-FN-0019 |  |  | D-DWG-PWG-020.2 |  |  |  | Yes | PWG |  | FENCE LINE NO POSTS - WIRES ONLY | [40 empty] | Forreign service raw data.xlsx | 281
PWG-TS-0022 | 13376.5 |  |  | PWG | Trench Stop & Bulkhead | TRENCH STOP | PWG-TS-0022 |  |  | D-DWG-PWG-020 | [47 empty] | Trench&Bulkheads- T2W_PIPELINE.xlsm | 480 | [12 empty] | 1112.5 | 1 | each | 1112.5
PWG-EL-0032 | 13380 |  |  | PWG | Foreign Service | ELECTRICITY | PWG-EL-0032 |  |  | D-DWG-PWG-020.2 |  |  | PUP | Yes | PWG |  | PUP ELECTRICITY | [40 empty] | Forreign service raw data.xlsx | 282
PWG-TS-0023 | 13384.4 |  |  | PWG | Trench Stop & Bulkhead | TRENCH STOP | PWG-TS-0023 |  |  | D-DWG-PWG-020 | [47 empty] | Trench&Bulkheads- T2W_PIPELINE.xlsm | 481 | [12 empty] | 1112.5 | 1 | each | 1112.5
PWG-TS-0024 | 13392.3 |  |  | PWG | Trench Stop & Bulkhead | TRENCH STOP | PWG-TS-0024 |  |  | D-DWG-PWG-020 | [47 empty] | Trench&Bulkheads- T2W_PIPELINE.xlsm | 482 | [12 empty] | 1112.5 | 1 | each | 1112.5
PWG-TB-055 | 13394.686 |  |  | PWG | Thrust Block | THRUST BLOCK | PWG-TB-055 | [7 empty] | PWG |  | Type 9 | [11 empty] | DICL | 375 | [27 empty] | Thrust Block Register - T2W_PIPELINE 24-8.xlsm | 156 |  |  | Bend
PWG-TB-056 | 13416.368 |  |  | PWG | Thrust Block | THRUST BLOCK | PWG-TB-056 | [7 empty] | PWG |  | Type 7 | [11 empty] | DICL | 375 | [27 empty] | Thrust Block Register - T2W_PIPELINE 24-8.xlsm | 157 |  |  | Bend
PWG-TT-0074 | 13622.356 | 13637.356 | 15 | PWG | Trench Type | TRENCH SECTION |  | 2 | 15 | D-DWG-PWG-020.2 | D-DWG-PWG-020.2 |  |  |  | PWG | [42 empty] | Trench Type Register - T2W_PIPELINE.xlsm | 182
PWG-TT-0075 | 13637.356 | 14060.93 | 423.574 | PWG | Trench Type | TRENCH SECTION |  | 1A | 423.574 | D-DWG-PWG-020.2 | D-DWG-PWG-021.2 |  |  |  | PWG | [42 empty] | Trench Type Register - T2W_PIPELINE.xlsm | 183
PWG-TT-0076 | 14060.93 | 14076.214 | 15.284 | PWG | Trench Type | TRENCH SECTION |  | 1B/1C | 15.284 | D-DWG-PWG-021.2 | D-DWG-PWG-021.2 |  |  |  | PWG | [42 empty] | Trench Type Register - T2W_PIPELINE.xlsm | 184
PWG-FN-0020 | 14071 |  |  | PWG | Foreign Service | FENCE | PWG-FN-0020 |  |  | D-DWG-PWG-021.2 |  |  |  | Yes | PWG |  | FENCE LINE NO POSTS - WIRES ONLY | [40 empty] | Forreign service raw data.xlsx | 283
PWG-CC-0009 | 14076 | 14139 | 63 | PWG | Creek Crossing | TRENCHED CREEK CROSSING | PWG-CC-0009 | [7 empty] | PWG | HODGSON CREEK |  |  |  | LOOSE ROCK | B | [36 empty] | PHw_PWG_Creek_Crossings.xlsx | 11
PWG-TT-0077 | 14076.214 | 14139.442 | 63.228 | PWG | Trench Type | TRENCH SECTION |  | 5 | 63.228 | D-DWG-PWG-021.2 | D-DWG-PWG-021.2 |  |  |  | PWG | [42 empty] | Trench Type Register - T2W_PIPELINE.xlsm | 185
PWG-TB-057 | 14076.214 |  |  | PWG | Thrust Block | THRUST BLOCK | PWG-TB-057 | [7 empty] | PWG |  | Type 11 | [11 empty] | MSCL | 450 | [27 empty] | Thrust Block Register - T2W_PIPELINE 24-8.xlsm | 158 |  |  | Bend
PWG-FN-0021 | 14136 |  |  | PWG | Foreign Service | FENCE | PWG-FN-0021 |  |  | D-DWG-PWG-021.2 |  |  |  | Yes | PWG |  | FENCE - CHAINWIRE | [40 empty] | Forreign service raw data.xlsx | 284
PWG-TT-0078 | 14139.442 | 14178.758 | 39.316 | PWG | Trench Type | TRENCH SECTION |  | 1B/1C | 39.316 | D-DWG-PWG-021.2 | D-DWG-PWG-021.2 |  |  |  | PWG | [42 empty] | Trench Type Register - T2W_PIPELINE.xlsm | 186
PWG-TB-058 | 14139.442 |  |  | PWG | Thrust Block | THRUST BLOCK | PWG-TB-058 | [7 empty] | PWG |  | Type 10 | [11 empty] | MSCL | 450 | [27 empty] | Thrust Block Register - T2W_PIPELINE 24-8.xlsm | 159 |  |  | Bend
PWG-TB-111 | 14143.438 |  |  | PWG | Thrust Block | THRUST BLOCK | PWG-TB-111 | [7 empty] | PWG |  | Type 6 | [11 empty] | DICL | 150 | [27 empty] | Thrust Block Register - T2W_PIPELINE 24-8.xlsm | 212 |  |  | Tee
PWG-TT-0079 | 14178.758 | 14224.068 | 45.31 | PWG | Trench Type | TRENCH SECTION |  | 5 | 45.31 | D-DWG-PWG-021.2 | D-DWG-PWG-021.2 |  |  |  | PWG | [42 empty] | Trench Type Register - T2W_PIPELINE.xlsm | 187
PWG-TB-059 | 14178.758 |  |  | PWG | Thrust Block | THRUST BLOCK | PWG-TB-059 | [7 empty] | PWG |  | Type 10 | [11 empty] | MSCL | 450 | [27 empty] | Thrust Block Register - T2W_PIPELINE 24-8.xlsm | 160 |  |  | Bend
PWG-CC-0010 | 14179 | 14224 | 45 | PWG | Creek Crossing | TRENCHED CREEK CROSSING | PWG-CC-0010 | [7 empty] | PWG | HODGSON CREEK ARM |  |  |  | LOOSE ROCK | A | [36 empty] | PHw_PWG_Creek_Crossings.xlsx | 12
PWG-FN-0022 | 14214 |  |  | PWG | Foreign Service | FENCE | PWG-FN-0022 |  |  | D-DWG-PWG-021.2 |  |  |  | Yes | PWG |  | FENCE - CHAINWIRE | [40 empty] | Forreign service raw data.xlsx | 285
PWG-CC-0011 | 14224 | 14423 | 199 | PWG | Creek Crossing | TRENCHED CREEK CROSSING | PWG-CC-0011 | [7 empty] | PWG |  |  |  |  | FABRIC/VEGETATION | [37 empty] | PHw_PWG_Creek_Crossings.xlsx | 13
PWG-TT-0080 | 14224.068 | 14259.827 | 35.759 | PWG | Trench Type | TRENCH SECTION |  | 1B/1C | 35.759 | D-DWG-PWG-021.2 | D-DWG-PWG-021.2 |  |  |  | PWG | [42 empty] | Trench Type Register - T2W_PIPELINE.xlsm | 188
PWG-TB-112 | 14224.068 |  |  | PWG | Thrust Block | THRUST BLOCK | PWG-TB-112 | [7 empty] | PWG |  | Type 6 | [11 empty] | DICL | 150 | [27 empty] | Thrust Block Register - T2W_PIPELINE 24-8.xlsm | 213 |  |  | Tee
PWG-TS-0025 | 14244.2 |  |  | PWG | Trench Stop & Bulkhead | TRENCH STOP | PWG-TS-0025 |  |  | D-DWG-PWG-021 | [47 empty] | Trench&Bulkheads- T2W_PIPELINE.xlsm | 483 | [12 empty] | 1112.5 | 1 | each | 1112.5
PWG-TS-0026 | 14254.6 |  |  | PWG | Trench Stop & Bulkhead | TRENCH STOP | PWG-TS-0026 |  |  | D-DWG-PWG-021 | [47 empty] | Trench&Bulkheads- T2W_PIPELINE.xlsm | 484 | [12 empty] | 1112.5 | 1 | each | 1112.5
PWG-TT-0081 | 14259.827 | 14304.298 | 44.471 | PWG | Trench Type | TRENCH SECTION |  | 1A | 44.471 | D-DWG-PWG-021.2 | D-DWG-PWG-021.2 |  |  |  | PWG | [42 empty] | Trench Type Register - T2W_PIPELINE.xlsm | 189
PWG-TT-0082 | 14304.298 | 14374.64 | 70.342 | PWG | Trench Type | TRENCH SECTION |  | 4 | 70.342 | D-DWG-PWG-021.2 | D-DWG-PWG-021.2 |  |  |  | PWG | [42 empty] | Trench Type Register - T2W_PIPELINE.xlsm | 190
PWG-TT-0083 | 14374.64 | 14402.293 | 27.653 | PWG | Trench Type | TRENCH SECTION |  | 1A | 27.653 | D-DWG-PWG-021.2 | D-DWG-PWG-021.2 |  |  |  | PWG | [42 empty] | Trench Type Register - T2W_PIPELINE.xlsm | 191
PWG-TT-0084 | 14402.293 | 14410.112 | 7.819 | PWG | Trench Type | TRENCH SECTION |  | 4 | 7.819 | D-DWG-PWG-021.2 | D-DWG-PWG-021.2 |  |  |  | PWG | [42 empty] | Trench Type Register - T2W_PIPELINE.xlsm | 192
PWG-TT-0085 | 14410.112 | 14525.498 | 115.386 | PWG | Trench Type | TRENCH SECTION |  | 1A | 115.386 | D-DWG-PWG-021.2 | D-DWG-PWG-021.2 |  |  |  | PWG | [42 empty] | Trench Type Register - T2W_PIPELINE.xlsm | 193
PWG-RD-0014 | 14525.498 | 14572.298 | 46.8 | PWG | Road & Rail Crossing | MAJOR ROAD CROSSING | PWG-RD-0014 |  | 46.8 | [5 empty] | PWG | William Street / Toowoomba Karara Road |  | Sealed | 375 |  |  | OD457x5WT Sintalock Type 1 MSCL Carrier & OD610x9WT MS Enveloper |  |  |  |  | TMR | [15 empty] | Thrust Boring | [14 empty] | T2WRWP-05304-PTW-PPG-SCH-00002_PHW_PWG.xlsx | 26
PWG-TT-0086 | 14525.498 | 14572.298 | 46.8 | PWG | Trench Type | TRENCH SECTION |  | 8A | 46.8 | D-DWG-PWG-021.2 | D-DWG-PWG-021.2 |  |  |  | PWG | [42 empty] | Trench Type Register - T2W_PIPELINE.xlsm | 194
PWG-TT-0087 | 14572.298 | 16409.05 | 1836.752 | PWG | Trench Type | TRENCH SECTION |  | 1A | 1836.752 | D-DWG-PWG-021.2 | D-DWG-PWG-024.2 |  |  |  | PWG | [42 empty] | Trench Type Register - T2W_PIPELINE.xlsm | 195
PWG-TS-0027 | 14577.5 |  |  | PWG | Trench Stop & Bulkhead | TRENCH STOP | PWG-TS-0027 |  |  | D-DWG-PWG-021 | [47 empty] | Trench&Bulkheads- T2W_PIPELINE.xlsm | 485 | [12 empty] | 1112.5 | 1 | each | 1112.5
PWG-TS-0028 | 14588.8 |  |  | PWG | Trench Stop & Bulkhead | TRENCH STOP | PWG-TS-0028 |  |  | D-DWG-PWG-021 | [47 empty] | Trench&Bulkheads- T2W_PIPELINE.xlsm | 486 | [12 empty] | 1112.5 | 1 | each | 1112.5
PWG-TS-0029 | 14600.1 |  |  | PWG | Trench Stop & Bulkhead | TRENCH STOP | PWG-TS-0029 |  |  | D-DWG-PWG-021 | [47 empty] | Trench&Bulkheads- T2W_PIPELINE.xlsm | 487 | [12 empty] | 1112.5 | 1 | each | 1112.5
PWG-TS-0030 | 14611.4 |  |  | PWG | Trench Stop & Bulkhead | TRENCH STOP | PWG-TS-0030 |  |  | D-DWG-PWG-021 | [47 empty] | Trench&Bulkheads- T2W_PIPELINE.xlsm | 488 | [12 empty] | 1112.5 | 1 | each | 1112.5
PWG-TS-0031 | 14622.7 |  |  | PWG | Trench Stop & Bulkhead | TRENCH STOP | PWG-TS-0031 |  |  | D-DWG-PWG-021 | [47 empty] | Trench&Bulkheads- T2W_PIPELINE.xlsm | 489 | [12 empty] | 1112.5 | 1 | each | 1112.5
PWG-CM-0039 | 14877 |  |  | PWG | Foreign Service | COMMUNICATIONS | PWG-CM-0039 |  |  | D-DWG-PWG-022.2 |  |  | BYDA | Yes | PWG |  | BYDA TELSTRA COMMS DN20 | [9 empty] | Telstra |  |  | 20 | [27 empty] | Forreign service raw data.xlsx | 291
PWG-FN-0023 | 14883 |  |  | PWG | Foreign Service | FENCE | PWG-FN-0023 |  |  | D-DWG-PWG-022.2 |  |  |  | Yes | PWG |  | FENCE - CHAINWIRE | [40 empty] | Forreign service raw data.xlsx | 292
PWG-TB-060 | 14883.12 |  |  | PWG | Thrust Block | THRUST BLOCK | PWG-TB-060 | [7 empty] | PWG |  | Type 7 | [11 empty] | DICL | 375 | [27 empty] | Thrust Block Register - T2W_PIPELINE 24-8.xlsm | 161 |  |  | Bend
PWG-FN-0024 | 15016 |  |  | PWG | Foreign Service | FENCE | PWG-FN-0024 |  |  | D-DWG-PWG-022.2 |  |  |  | Yes | PWG |  | FENCE - CHAINWIRE | [40 empty] | Forreign service raw data.xlsx | 293
PWG-FN-0025 | 15340 |  |  | PWG | Foreign Service | FENCE | PWG-FN-0025 |  |  | D-DWG-PWG-022.2 |  |  |  | Yes | PWG |  | FENCE - CHAINWIRE | [40 empty] | Forreign service raw data.xlsx | 294
PWG-FN-0026 | 15475 |  |  | PWG | Foreign Service | FENCE | PWG-FN-0026 |  |  | D-DWG-PWG-023.2 |  |  |  | Yes | PWG |  | FENCE CHAINWIRE | [40 empty] | Forreign service raw data.xlsx | 297
PWG-FN-0027 | 15528 |  |  | PWG | Foreign Service | FENCE | PWG-FN-0027 |  |  | D-DWG-PWG-021.2 |  |  |  | Yes | PWG |  | FENCE LINE NO POSTS - WIRES ONLY | [40 empty] | Forreign service raw data.xlsx | 286
PWG-FN-0028 | 15528 |  |  | PWG | Foreign Service | FENCE | PWG-FN-0028 |  |  | D-DWG-PWG-021.2 |  |  |  | Yes | PWG |  | FENCE LINE NO POSTS - WIRES ONLY | [40 empty] | Forreign service raw data.xlsx | 287
PWG-CM-0040 | 15533 |  |  | PWG | Foreign Service | COMMUNICATIONS | PWG-CM-0040 |  |  | D-DWG-PWG-021.2 |  |  | BYDA | Yes | PWG |  | BYDA TELSTRA COMMS DN20 | [9 empty] | Telstra |  |  | 20 | [27 empty] | Forreign service raw data.xlsx | 288
PWG-FN-0029 | 15542 |  |  | PWG | Foreign Service | FENCE | PWG-FN-0029 |  |  | D-DWG-PWG-023.2 |  |  |  | Yes | PWG |  | FENCE CHAINWIRE | [40 empty] | Forreign service raw data.xlsx | 298
PWG-CM-0041 | 15566 |  |  | PWG | Foreign Service | COMMUNICATIONS | PWG-CM-0041 |  |  | D-DWG-PWG-021.2 |  |  | BYDA | Yes | PWG |  | BYDA TELSTRA COMMS DN20 | [9 empty] | Telstra |  |  | 20 | [27 empty] | Forreign service raw data.xlsx | 289
PWG-FN-0030 | 15571 |  |  | PWG | Foreign Service | FENCE | PWG-FN-0030 |  |  | D-DWG-PWG-021.2 |  |  |  | Yes | PWG |  | FENCE LINE NO POSTS - WIRES ONLY | [40 empty] | Forreign service raw data.xlsx | 290
PWG-FN-0031 | 15593 |  |  | PWG | Foreign Service | FENCE | PWG-FN-0031 |  |  | D-DWG-PWG-023.2 |  |  |  | Yes | PWG |  | FENCE CHAINWIRE | [40 empty] | Forreign service raw data.xlsx | 299
PWG-CM-0042 | 15663 |  |  | PWG | Foreign Service | COMMUNICATIONS | PWG-CM-0042 |  |  | D-DWG-PWG-022.2 |  |  | BYDA | Yes | PWG |  | BYDA NBN COMMS DN30 | [9 empty] | NBN Co |  |  | 30 | [27 empty] | Forreign service raw data.xlsx | 295
PWG-CM-0043 | 15663 |  |  | PWG | Foreign Service | COMMUNICATIONS | PWG-CM-0043 |  |  | D-DWG-PWG-022.2 |  |  | BYDA | Yes | PWG |  | BYDA NBN COMMS DN30 | [9 empty] | NBN Co |  |  | 30 | [27 empty] | Forreign service raw data.xlsx | 296
PWG-TB-113 | 15788.534 |  |  | PWG | Thrust Block | THRUST BLOCK | PWG-TB-113 | [7 empty] | PWG |  | Type 7 | [11 empty] | DICL | 150 | [27 empty] | Thrust Block Register - T2W_PIPELINE 24-8.xlsm | 214 |  |  | Tee
PWG-CC-0012 | 15810 | 15826 | 16 | PWG | Creek Crossing | TRENCHED CREEK CROSSING | PWG-CC-0012 | [7 empty] | PWG |  |  |  |  | FABRIC/VEGETATION | [37 empty] | PHw_PWG_Creek_Crossings.xlsx | 14
PWG-EL-0033 | 16364 |  |  | PWG | Foreign Service | ELECTRICITY | PWG-EL-0033 |  |  | D-DWG-PWG-024.2 |  |  | PUP | Yes | PWG |  | PUP ELECTRICITY | [40 empty] | Forreign service raw data.xlsx | 300
PWG-TT-0088 | 16409.05 | 16429.262 | 20.212 | PWG | Trench Type | TRENCH SECTION |  | 7 | 20.212 | D-DWG-PWG-024.2 | D-DWG-PWG-024.2 |  |  |  | PWG | [42 empty] | Trench Type Register - T2W_PIPELINE.xlsm | 196
PWG-RD-0015 | 16411 | 16425 | 14 | PWG | Road & Rail Crossing | MINOR ROAD CROSSING | PWG-RD-0015 |  | 14 | [5 empty] | PWG | Todd Road |  | Unsealed | 375 |  |  | DN375 PN35 DICL RRJ |  | 14 |  |  | TRC | [15 empty] | Open Trenching | [14 empty] | T2WRWP-05304-PTW-PPG-SCH-00002_PHW_PWG.xlsx | 27
PWG-TT-0089 | 16429.262 | 18150.734 | 1721.472 | PWG | Trench Type | TRENCH SECTION |  | 1A | 1721.472 | D-DWG-PWG-024.2 | D-DWG-PWG-026.2 |  |  |  | PWG | [42 empty] | Trench Type Register - T2W_PIPELINE.xlsm | 197
PWG-TB-061 | 16429.262 |  |  | PWG | Thrust Block | THRUST BLOCK | PWG-TB-061 | [7 empty] | PWG |  | Type 7 | [11 empty] | DICL | 375 | [27 empty] | Thrust Block Register - T2W_PIPELINE 24-8.xlsm | 162 |  |  | Bend
PWG-FN-0032 | 16520 |  |  | PWG | Foreign Service | FENCE | PWG-FN-0032 |  |  | D-DWG-PWG-024.2 |  | D-DWG-PWG-024_C |  | Yes | PWG |  | FENCE LINE NO POSTS | [40 empty] | Forreign service raw data.xlsx | 301
PWG-FN-0033 | 16930 |  |  | PWG | Foreign Service | FENCE | PWG-FN-0033 |  |  | D-DWG-PWG-025.2 |  | D-DWG-PWG-025_C |  | Yes | PWG |  | FENCE LINE NO POSTS | [40 empty] | Forreign service raw data.xlsx | 302
PWG-EL-0034 | 16969 |  |  | PWG | Foreign Service | ELECTRICITY | PWG-EL-0034 |  |  | D-DWG-PWG-025.2 |  |  | PUP | Yes | PWG |  | PUP ELECTRICITY | [40 empty] | Forreign service raw data.xlsx | 303
PWG-TB-062 | 16975.581 |  |  | PWG | Thrust Block | THRUST BLOCK | PWG-TB-062 | [7 empty] | PWG |  | Type 7 | [11 empty] | DICL | 375 | [27 empty] | Thrust Block Register - T2W_PIPELINE 24-8.xlsm | 163 |  |  | Bend
PWG-CM-0044 | 16979 |  |  | PWG | Foreign Service | COMMUNICATIONS | PWG-CM-0044 |  |  | D-DWG-PWG-025.2 |  |  | BYDA | Yes | PWG |  | BYDA TELSTRA COMMS DN50 | [9 empty] | Telstra |  |  | 50 | [27 empty] | Forreign service raw data.xlsx | 304
PWG-TB-063 | 16982.79 |  |  | PWG | Thrust Block | THRUST BLOCK | PWG-TB-063 | [7 empty] | PWG |  | Type 7 | [11 empty] | DICL | 375 | [27 empty] | Thrust Block Register - T2W_PIPELINE 24-8.xlsm | 164 |  |  | Bend
PWG-EL-0035 | 17006 |  |  | PWG | Foreign Service | ELECTRICITY | PWG-EL-0035 |  |  | D-DWG-PWG-025.2 |  |  | PUP | Yes | PWG |  | PUP ELECTRICITY | [40 empty] | Forreign service raw data.xlsx | 305
PWG-EL-0036 | 17105 |  |  | PWG | Foreign Service | ELECTRICITY | PWG-EL-0036 |  |  | D-DWG-PWG-025.2 |  |  | PUP | Yes | PWG |  | PUP ELECTRICITY | [40 empty] | Forreign service raw data.xlsx | 306
PWG-TB-064 | 17433.278 |  |  | PWG | Thrust Block | THRUST BLOCK | PWG-TB-064 | [7 empty] | PWG |  | Type 6 | [11 empty] | DICL | 375 | [27 empty] | Thrust Block Register - T2W_PIPELINE 24-8.xlsm | 165 |  |  | Bend
PWG-TB-065 | 17830.527 |  |  | PWG | Thrust Block | THRUST BLOCK | PWG-TB-065 | [7 empty] | PWG |  | Type 7 | [11 empty] | DICL | 375 | [27 empty] | Thrust Block Register - T2W_PIPELINE 24-8.xlsm | 166 |  |  | Bend
PWG-TB-134 | 17865.623 |  |  | PWG | Thrust Block | THRUST BLOCK | PWG-TB-134 | [7 empty] | PWG |  | 2 x Type 13 | [12 empty] | 375 | [27 empty] | Thrust Block Register - T2W_PIPELINE 24-8.xlsm | 235 |  |  | Pigging Station
PWG-TB-066 | 18027.533 |  |  | PWG | Thrust Block | THRUST BLOCK | PWG-TB-066 | [7 empty] | PWG |  | Type 7 | [11 empty] | DICL | 375 | [27 empty] | Thrust Block Register - T2W_PIPELINE 24-8.xlsm | 167 |  |  | Bend
PWG-CM-0045 | 18029 |  |  | PWG | Foreign Service | COMMUNICATIONS | PWG-CM-0045 |  |  | D-DWG-PWG-026.2 |  |  | BYDA | Yes | PWG |  | BYDA TELSTRA COMMS DN50 | [9 empty] | Telstra |  |  | 50 | [27 empty] | Forreign service raw data.xlsx | 307
PWG-EL-0037 | 18050 |  |  | PWG | Foreign Service | ELECTRICITY | PWG-EL-0037 |  |  | D-DWG-PWG-026.2 |  |  | PUP | Yes | PWG |  | PUP ELECTRICITY | [40 empty] | Forreign service raw data.xlsx | 308
PWG-TB-067 | 18096.401 |  |  | PWG | Thrust Block | THRUST BLOCK | PWG-TB-067 | [7 empty] | PWG |  | Type 7 | [11 empty] | DICL | 375 | [27 empty] | Thrust Block Register - T2W_PIPELINE 24-8.xlsm | 168 |  |  | Bend
PWG-CM-0046 | 18119 |  |  | PWG | Foreign Service | COMMUNICATIONS | PWG-CM-0046 |  |  | D-DWG-PWG-026.2 |  |  | PUP | Yes | PWG |  | PUP COMMS DN50 | [12 empty] | 50 | [27 empty] | Forreign service raw data.xlsx | 309
PWG-TB-068 | 18147.994 |  |  | PWG | Thrust Block | THRUST BLOCK | PWG-TB-068 | [7 empty] | PWG |  | Type 5 | [11 empty] | DICL | 375 | [27 empty] | Thrust Block Register - T2W_PIPELINE 24-8.xlsm | 169 |  |  | Bend
PWG-TB-114 | 18149.44 |  |  | PWG | Thrust Block | THRUST BLOCK | PWG-TB-114 | [7 empty] | PWG |  | Type 7 | [11 empty] | DICL | 150 | [27 empty] | Thrust Block Register - T2W_PIPELINE 24-8.xlsm | 215 |  |  | Tee
PWG-TT-0090 | 18150.734 | 18166.781 | 16.047 | PWG | Trench Type | TRENCH SECTION |  | 8A | 16.047 | D-DWG-PWG-026.2 | D-DWG-PWG-026.2 |  |  |  | PWG | [42 empty] | Trench Type Register - T2W_PIPELINE.xlsm | 198
PWG-TB-069 | 18150.734 |  |  | PWG | Thrust Block | THRUST BLOCK | PWG-TB-069 | [7 empty] | PWG |  | Type 5 | [11 empty] | DICL | 375 | [27 empty] | Thrust Block Register - T2W_PIPELINE 24-8.xlsm | 170 |  |  | Bend
PWG-RD-0016 | 18151.238 | 18166.781 | 15.543 | PWG | Road & Rail Crossing | MAJOR ROAD CROSSING | PWG-RD-0016 |  | 15.543 | [5 empty] | PWG | Cudmore Road |  | Sealed | 375 |  |  | OD457x5WT Sintalock Type 1 MSCL Carrier & OD610x9WT MS Enveloper |  |  |  |  | TRC | [15 empty] | Thrust Boring | [14 empty] | T2WRWP-05304-PTW-PPG-SCH-00002_PHW_PWG.xlsx | 28
PWG-TT-0091 | 18166.781 | 18217.47 | 50.689 | PWG | Trench Type | TRENCH SECTION |  | 1A | 50.689 | D-DWG-PWG-026.2 | D-DWG-PWG-027.2 |  |  |  | PWG | [42 empty] | Trench Type Register - T2W_PIPELINE.xlsm | 199
PWG-TB-070 | 18181.794 |  |  | PWG | Thrust Block | THRUST BLOCK | PWG-TB-070 | [7 empty] | PWG |  | Type 6 | [11 empty] | DICL | 375 | [27 empty] | Thrust Block Register - T2W_PIPELINE 24-8.xlsm | 171 |  |  | Bend
PWG-EL-0038 | 18184 |  |  | PWG | Foreign Service | ELECTRICITY | PWG-EL-0038 |  |  | D-DWG-PWG-026.2 |  |  | PUP | Yes | PWG |  | PUP ELECTRICITY | [40 empty] | Forreign service raw data.xlsx | 310
PWG-TB-071 | 18190.097 |  |  | PWG | Thrust Block | THRUST BLOCK | PWG-TB-071 | [7 empty] | PWG |  | Type 6 | [11 empty] | DICL | 375 | [27 empty] | Thrust Block Register - T2W_PIPELINE 24-8.xlsm | 172 |  |  | Bend
PWG-CM-0047 | 18216 |  |  | PWG | Foreign Service | COMMUNICATIONS | PWG-CM-0047 |  |  | D-DWG-PWG-027.2 |  |  | BYDA | Yes | PWG |  | BYDA TELSTRA COMMS DN35 | [9 empty] | Telstra |  |  | 35 | [27 empty] | Forreign service raw data.xlsx | 311
PWG-TT-0092 | 18217.47 | 18231.348 | 13.878 | PWG | Trench Type | TRENCH SECTION |  | 6 | 13.878 | D-DWG-PWG-027.2 | D-DWG-PWG-027.2 |  |  |  | PWG | [42 empty] | Trench Type Register - T2W_PIPELINE.xlsm | 200
PWG-RD-0017 | 18218 | 18225 | 7 | PWG | Road & Rail Crossing | MINOR ROAD CROSSING | PWG-RD-0017 |  | 7 | [5 empty] | PWG | Cudmore Rd / Wattsiding Road Slip Lane |  | Sealed | 375 |  |  | DN375 PN35 DICL RRJ | 7 |  |  |  | TRC | [15 empty] | Open Trenching | [14 empty] | T2WRWP-05304-PTW-PPG-SCH-00002_PHW_PWG.xlsx | 29
PWG-TT-0093 | 18231.348 | 22319.185 | 4087.837 | PWG | Trench Type | TRENCH SECTION |  | 1A | 4087.837 | D-DWG-PWG-027.2 | D-DWG-PWG-032.2 |  |  |  | PWG | [42 empty] | Trench Type Register - T2W_PIPELINE.xlsm | 201
PWG-TB-115 | 18772.846 |  |  | PWG | Thrust Block | THRUST BLOCK | PWG-TB-115 | [7 empty] | PWG |  | Type 7 | [11 empty] | DICL | 150 | [27 empty] | Thrust Block Register - T2W_PIPELINE 24-8.xlsm | 216 |  |  | Tee
PWG-TS-0032 | 18779.3 |  |  | PWG | Trench Stop & Bulkhead | TRENCH STOP | PWG-TS-0032 |  |  | D-DWG-PWG-027 | [47 empty] | Trench&Bulkheads- T2W_PIPELINE.xlsm | 490 | [12 empty] | 1112.5 | 1 | each | 1112.5
PWG-TB-072 | 18785.871 |  |  | PWG | Thrust Block | THRUST BLOCK | PWG-TB-072 | [7 empty] | PWG |  | Type 9 | [11 empty] | DICL | 375 | [27 empty] | Thrust Block Register - T2W_PIPELINE 24-8.xlsm | 173 |  |  | Bend
PWG-EL-0039 | 19524 |  |  | PWG | Foreign Service | ELECTRICITY | PWG-EL-0039 |  |  | D-DWG-PWG-028.2 |  |  | PUP | Yes | PWG |  | PUP ELECTRICITY | [40 empty] | Forreign service raw data.xlsx | 312
PWG-EL-0040 | 19541 |  |  | PWG | Foreign Service | ELECTRICITY | PWG-EL-0040 |  |  | D-DWG-PWG-028.2 |  |  | PUP | Yes | PWG |  | PUP ELECTRICITY | [40 empty] | Forreign service raw data.xlsx | 313
PWG-CC-0013 | 19622 | 19645 | 23 | PWG | Creek Crossing | TRENCHED CREEK CROSSING | PWG-CC-0013 | [7 empty] | PWG |  |  |  |  | FABRIC/VEGETATION | [37 empty] | PHw_PWG_Creek_Crossings.xlsx | 15
PWG-TB-116 | 19641.881 |  |  | PWG | Thrust Block | THRUST BLOCK | PWG-TB-116 | [7 empty] | PWG |  | Type 7 | [11 empty] | DICL | 150 | [27 empty] | Thrust Block Register - T2W_PIPELINE 24-8.xlsm | 217 |  |  | Tee
PWG-CM-0048 | 19765 |  |  | PWG | Foreign Service | COMMUNICATIONS | PWG-CM-0048 |  |  | D-DWG-PWG-029.2 |  |  | BYDA | Yes | PWG |  | BYDA TELSTRA COMMS DN20 | [9 empty] | Telstra |  |  | 20 | [27 empty] | Forreign service raw data.xlsx | 314
PWG-TB-073 | 20066.024 |  |  | PWG | Thrust Block | THRUST BLOCK | PWG-TB-073 | [7 empty] | PWG |  | Type 7 | [11 empty] | DICL | 375 | [27 empty] | Thrust Block Register - T2W_PIPELINE 24-8.xlsm | 174 |  |  | Bend
PWG-TB-074 | 20282.529 |  |  | PWG | Thrust Block | THRUST BLOCK | PWG-TB-074 | [7 empty] | PWG |  | Type 7 | [11 empty] | DICL | 375 | [27 empty] | Thrust Block Register - T2W_PIPELINE 24-8.xlsm | 175 |  |  | Bend
PWG-TB-117 | 20287.711 |  |  | PWG | Thrust Block | THRUST BLOCK | PWG-TB-117 | [7 empty] | PWG |  | Type 7 | [11 empty] | DICL | 150 | [27 empty] | Thrust Block Register - T2W_PIPELINE 24-8.xlsm | 218 |  |  | Tee
PWG-EL-0041 | 20818 |  |  | PWG | Foreign Service | ELECTRICITY | PWG-EL-0041 |  |  | D-DWG-PWG-030.2 |  |  | PUP | Yes | PWG |  | PUP ELECTRICITY | [40 empty] | Forreign service raw data.xlsx | 315
PWG-TB-075 | 20818.272 |  |  | PWG | Thrust Block | THRUST BLOCK | PWG-TB-075 | [7 empty] | PWG |  | Type 6 | [11 empty] | DICL | 375 | [27 empty] | Thrust Block Register - T2W_PIPELINE 24-8.xlsm | 176 |  |  | Bend
PWG-EL-0042 | 20947 |  |  | PWG | Foreign Service | ELECTRICITY | PWG-EL-0042 |  |  | D-DWG-PWG-030.2 |  |  | PUP | Yes | PWG |  | PUP ELECTRICITY | [40 empty] | Forreign service raw data.xlsx | 316
PWG-TB-076 | 20947.014 |  |  | PWG | Thrust Block | THRUST BLOCK | PWG-TB-076 | [7 empty] | PWG |  | Type 7 | [11 empty] | DICL | 375 | [27 empty] | Thrust Block Register - T2W_PIPELINE 24-8.xlsm | 177 |  |  | Bend
PWG-EL-0043 | 21376 |  |  | PWG | Foreign Service | ELECTRICITY | PWG-EL-0043 |  |  | D-DWG-PWG-031.2 |  |  | PUP | Yes | PWG |  | PUP ELECTRICITY | [40 empty] | Forreign service raw data.xlsx | 317
PWG-TB-077 | 21445.551 |  |  | PWG | Thrust Block | THRUST BLOCK | PWG-TB-077 | [7 empty] | PWG |  | Type 7 | [11 empty] | DICL | 375 | [27 empty] | Thrust Block Register - T2W_PIPELINE 24-8.xlsm | 178 |  |  | Bend
PWG-TB-118 | 21452.237 |  |  | PWG | Thrust Block | THRUST BLOCK | PWG-TB-118 | [7 empty] | PWG |  | Type 7 | [11 empty] | DICL | 150 | [27 empty] | Thrust Block Register - T2W_PIPELINE 24-8.xlsm | 219 |  |  | Tee
PWG-EL-0044 | 21486 |  |  | PWG | Foreign Service | ELECTRICITY | PWG-EL-0044 |  |  | D-DWG-PWG-031.2 |  |  | PUP | Yes | PWG |  | PUP ELECTRICITY | [40 empty] | Forreign service raw data.xlsx | 318
PWG-VG-0016 | 21580 | 21590 | 10 | PWG | Vegetation | TREE REMOVAL | VEG_PWG016 | [49 empty] | 1 LARGE TREE | T2W - Tree Removal TakeOff (V.1).xlsx | 103 | 74.8 | HEAVY
PWG-TB-078 | 21581.657 |  |  | PWG | Thrust Block | THRUST BLOCK | PWG-TB-078 | [7 empty] | PWG |  | Type 7 | [11 empty] | DICL | 375 | [27 empty] | Thrust Block Register - T2W_PIPELINE 24-8.xlsm | 179 |  |  | Bend
PWG-TB-079 | 21602.601 |  |  | PWG | Thrust Block | THRUST BLOCK | PWG-TB-079 | [7 empty] | PWG |  | Type 7 | [11 empty] | DICL | 375 | [27 empty] | Thrust Block Register - T2W_PIPELINE 24-8.xlsm | 180 |  |  | Bend
PWG-TB-080 | 21631.157 |  |  | PWG | Thrust Block | THRUST BLOCK | PWG-TB-080 | [7 empty] | PWG |  | Type 7 | [11 empty] | DICL | 375 | [27 empty] | Thrust Block Register - T2W_PIPELINE 24-8.xlsm | 181 |  |  | Bend
PWG-TB-131 | 22075.201 |  |  | PWG | Thrust Block | THRUST BLOCK | PWG-TB-131 | [7 empty] | PWG |  | Type 13 | [12 empty] | 375 | [27 empty] | Thrust Block Register - T2W_PIPELINE 24-8.xlsm | 232 |  |  | Isolation Valve
PWG-TB-081 | 22176.234 |  |  | PWG | Thrust Block | THRUST BLOCK | PWG-TB-081 | [7 empty] | PWG |  | Type 7 | [11 empty] | DICL | 375 | [27 empty] | Thrust Block Register - T2W_PIPELINE 24-8.xlsm | 182 |  |  | Bend
PWG-EL-0045 | 22272 |  |  | PWG | Foreign Service | ELECTRICITY | PWG-EL-0045 |  |  | D-DWG-PWG-032.2 |  |  | PUP | Yes | PWG |  | PUP ELECTRICITY | [40 empty] | Forreign service raw data.xlsx | 319
PWG-TB-119 | 22316.144 |  |  | PWG | Thrust Block | THRUST BLOCK | PWG-TB-119 | [7 empty] | PWG |  | Type 7 | [11 empty] | DICL | 150 | [27 empty] | Thrust Block Register - T2W_PIPELINE 24-8.xlsm | 220 |  |  | Tee
PWG-TT-0094 | 22319.185 | 22360.55 | 41.365 | PWG | Trench Type | TRENCH SECTION |  | 5 | 41.365 | D-DWG-PWG-032.2 | D-DWG-PWG-032.2 |  |  |  | PWG | [42 empty] | Trench Type Register - T2W_PIPELINE.xlsm | 202
PWG-CC-0014 | 22350 | 22377 | 27 | PWG | Creek Crossing | TRENCHED CREEK CROSSING | PWG-CC-0014 | [7 empty] | PWG |  |  |  |  | FABRIC/VEGETATION | [37 empty] | PHw_PWG_Creek_Crossings.xlsx | 16
PWG-TT-0095 | 22360.55 | 24944.548 | 2583.998 | PWG | Trench Type | TRENCH SECTION |  | 1A | 2583.998 | D-DWG-PWG-032.2 | D-DWG-PWG-036.2 |  |  |  | PWG | [42 empty] | Trench Type Register - T2W_PIPELINE.xlsm | 203
PWG-EL-0046 | 22504 |  |  | PWG | Foreign Service | ELECTRICITY | PWG-EL-0046 |  |  | D-DWG-PWG-033.2 |  |  | PUP | Yes | PWG |  | PUP ELECTRICITY | [40 empty] | Forreign service raw data.xlsx | 320
PWG-TB-082 | 22504.051 |  |  | PWG | Thrust Block | THRUST BLOCK | PWG-TB-082 | [7 empty] | PWG |  | Type 7 | [11 empty] | DICL | 375 | [27 empty] | Thrust Block Register - T2W_PIPELINE 24-8.xlsm | 183 |  |  | Bend
PWG-EL-0047 | 22650 |  |  | PWG | Foreign Service | ELECTRICITY | PWG-EL-0047 |  |  | D-DWG-PWG-033.2 |  |  | PUP | Yes | PWG |  | PUP ELECTRICITY | [40 empty] | Forreign service raw data.xlsx | 321
PWG-TB-083 | 22650.05 |  |  | PWG | Thrust Block | THRUST BLOCK | PWG-TB-083 | [7 empty] | PWG |  | Type 7 | [11 empty] | DICL | 375 | [27 empty] | Thrust Block Register - T2W_PIPELINE 24-8.xlsm | 184 |  |  | Bend
PWG-TB-120 | 22680.903 |  |  | PWG | Thrust Block | THRUST BLOCK | PWG-TB-120 | [7 empty] | PWG |  | Type 7 | [11 empty] | DICL | 150 | [27 empty] | Thrust Block Register - T2W_PIPELINE 24-8.xlsm | 221 |  |  | Tee
PWG-TB-084 | 23112.75 |  |  | PWG | Thrust Block | THRUST BLOCK | PWG-TB-084 | [7 empty] | PWG |  | Type 7 | [11 empty] | DICL | 375 | [27 empty] | Thrust Block Register - T2W_PIPELINE 24-8.xlsm | 185 |  |  | Bend
PWG-TB-085 | 23373.352 |  |  | PWG | Thrust Block | THRUST BLOCK | PWG-TB-085 | [7 empty] | PWG |  | Type 7 | [11 empty] | DICL | 375 | [27 empty] | Thrust Block Register - T2W_PIPELINE 24-8.xlsm | 186 |  |  | Bend
PWG-TB-121 | 23376.417 |  |  | PWG | Thrust Block | THRUST BLOCK | PWG-TB-121 | [7 empty] | PWG |  | Type 7 | [11 empty] | DICL | 150 | [27 empty] | Thrust Block Register - T2W_PIPELINE 24-8.xlsm | 222 |  |  | Tee
PWG-TB-086 | 23414.166 |  |  | PWG | Thrust Block | THRUST BLOCK | PWG-TB-086 | [7 empty] | PWG |  | Type 7 | [11 empty] | DICL | 375 | [27 empty] | Thrust Block Register - T2W_PIPELINE 24-8.xlsm | 187 |  |  | Bend
PWG-TB-087 | 23666.289 |  |  | PWG | Thrust Block | THRUST BLOCK | PWG-TB-087 | [7 empty] | PWG |  | Type 7 | [11 empty] | DICL | 375 | [27 empty] | Thrust Block Register - T2W_PIPELINE 24-8.xlsm | 188 |  |  | Bend
PWG-TB-088 | 23999.457 |  |  | PWG | Thrust Block | THRUST BLOCK | PWG-TB-088 | [7 empty] | PWG |  | Type 7 | [11 empty] | DICL | 375 | [27 empty] | Thrust Block Register - T2W_PIPELINE 24-8.xlsm | 189 |  |  | Bend
PWG-VG-0017 | 24010 | 24020 | 10 | PWG | Vegetation | TREE REMOVAL | VEG_PWG017 | [49 empty] | 1 SMALL TREE | T2W - Tree Removal TakeOff (V.1).xlsx | 104 | 32.5 | LIGHT
PWG-EL-0048 | 24097 |  |  | PWG | Foreign Service | ELECTRICITY | PWG-EL-0048 |  |  | D-DWG-PWG-035.2 |  |  | PUP | Yes | PWG |  | PUP ELECTRICITY | [40 empty] | Forreign service raw data.xlsx | 322
PWG-EL-0049 | 24097 |  |  | PWG | Foreign Service | ELECTRICITY | PWG-EL-0049 |  |  | D-DWG-PWG-035.2 |  |  | PUP | Yes | PWG |  | PUP ELECTRICITY | [40 empty] | Forreign service raw data.xlsx | 323
PWG-CC-0015 | 24185 | 24208 | 23 | PWG | Creek Crossing | TRENCHED CREEK CROSSING | PWG-CC-0015 | [7 empty] | PWG |  |  |  |  | FABRIC/VEGETATION | [37 empty] | PHw_PWG_Creek_Crossings.xlsx | 17
PWG-TB-122 | 24206.919 |  |  | PWG | Thrust Block | THRUST BLOCK | PWG-TB-122 | [7 empty] | PWG |  | Type 7 | [11 empty] | DICL | 150 | [27 empty] | Thrust Block Register - T2W_PIPELINE 24-8.xlsm | 223 |  |  | Tee
PWG-EL-0050 | 24426 |  |  | PWG | Foreign Service | ELECTRICITY | PWG-EL-0050 |  |  | D-DWG-PWG-035.2 |  |  | PUP | Yes | PWG |  | PUP ELECTRICITY | [40 empty] | Forreign service raw data.xlsx | 324
PWG-TB-089 | 24426.9 |  |  | PWG | Thrust Block | THRUST BLOCK | PWG-TB-089 | [7 empty] | PWG |  | Type 5 | [11 empty] | DICL | 375 | [27 empty] | Thrust Block Register - T2W_PIPELINE 24-8.xlsm | 190 |  |  | Bend
PWG-CC-0016 | 24468 | 24494 | 26 | PWG | Creek Crossing | TRENCHED CREEK CROSSING | PWG-CC-0016 | [7 empty] | PWG |  |  |  |  | FABRIC/VEGETATION | [37 empty] | PHw_PWG_Creek_Crossings.xlsx | 18
PWG-EL-0051 | 24713 |  |  | PWG | Foreign Service | ELECTRICITY | PWG-EL-0051 |  |  | D-DWG-PWG-036.2 |  |  | PUP | Yes | PWG |  | PUP ELECTRICITY | [40 empty] | Forreign service raw data.xlsx | 325
PWG-TB-090 | 24713.951 |  |  | PWG | Thrust Block | THRUST BLOCK | PWG-TB-090 | [7 empty] | PWG |  | Type 5 | [11 empty] | DICL | 375 | [27 empty] | Thrust Block Register - T2W_PIPELINE 24-8.xlsm | 191 |  |  | Bend
PWG-VG-0018 | 24830 | 24860 | 30 | PWG | Vegetation | TREE REMOVAL | VEG_PWG018 | [49 empty] | MULTIPLE SMALL TREES | T2W - Tree Removal TakeOff (V.1).xlsx | 105 | 176 | HEAVY
PWG-EL-0052 | 24850 |  |  | PWG | Foreign Service | ELECTRICITY | PWG-EL-0052 |  |  | D-DWG-PWG-036.2 |  |  | PUP | Yes | PWG |  | PUP ELECTRICITY | [40 empty] | Forreign service raw data.xlsx | 326
PWG-EL-0053 | 24909 |  |  | PWG | Foreign Service | ELECTRICITY | PWG-EL-0053 |  |  | D-DWG-PWG-036.2 |  |  | PUP | Yes | PWG |  | PUP ELECTRICITY | [40 empty] | Forreign service raw data.xlsx | 327
PWG-TB-091 | 24909.165 |  |  | PWG | Thrust Block | THRUST BLOCK | PWG-TB-091 | [7 empty] | PWG |  | Type 7 | [11 empty] | DICL | 375 | [27 empty] | Thrust Block Register - T2W_PIPELINE 24-8.xlsm | 192 |  |  | Bend
PWG-TT-0096 | 24944.548 | 24954.52 | 9.972 | PWG | Trench Type | TRENCH SECTION |  | 1B/1C | 9.972 | D-DWG-PWG-036.2 | D-DWG-PWG-036.2 |  |  |  | PWG | [42 empty] | Trench Type Register - T2W_PIPELINE.xlsm | 204
PWG-TT-0097 | 24954.52 | 25018.345 | 63.825 | PWG | Trench Type | TRENCH SECTION |  | 5 | 63.825 | D-DWG-PWG-036.2 | D-DWG-PWG-036.2 |  |  |  | PWG | [42 empty] | Trench Type Register - T2W_PIPELINE.xlsm | 205
PWG-CC-0017 | 24955 | 25018 | 63 | PWG | Creek Crossing | TRENCHED CREEK CROSSING | PWG-CC-0017 | [7 empty] | PWG | EMU CREEK |  |  |  | LOOSE ROCK | A | [36 empty] | PHw_PWG_Creek_Crossings.xlsx | 19
PWG-TT-0098 | 25018.345 | 25052.461 | 34.116 | PWG | Trench Type | TRENCH SECTION |  | 1B/1C | 34.116 | D-DWG-PWG-036.2 | D-DWG-PWG-036.2 |  |  |  | PWG | [42 empty] | Trench Type Register - T2W_PIPELINE.xlsm | 206
PWG-TB-123 | 25018.345 |  |  | PWG | Thrust Block | THRUST BLOCK | PWG-TB-123 | [7 empty] | PWG |  | Type 7 | [11 empty] | DICL | 150 | [27 empty] | Thrust Block Register - T2W_PIPELINE 24-8.xlsm | 224 |  |  | Tee
PWG-TS-0033 | 25025.6 |  |  | PWG | Trench Stop & Bulkhead | TRENCH STOP | PWG-TS-0033 |  |  | D-DWG-PWG-036 | [47 empty] | Trench&Bulkheads- T2W_PIPELINE.xlsm | 491 | [12 empty] | 1112.5 | 1 | each | 1112.5
PWG-TS-0034 | 25039.6 |  |  | PWG | Trench Stop & Bulkhead | TRENCH STOP | PWG-TS-0034 |  |  | D-DWG-PWG-036 | [47 empty] | Trench&Bulkheads- T2W_PIPELINE.xlsm | 492 | [12 empty] | 1112.5 | 1 | each | 1112.5
PWG-TT-0099 | 25052.461 | 26010.44 | 957.979 | PWG | Trench Type | TRENCH SECTION |  | 1A | 957.979 | D-DWG-PWG-036.2 | D-DWG-PWG-038.2 |  |  |  | PWG | [42 empty] | Trench Type Register - T2W_PIPELINE.xlsm | 207
PWG-TS-0035 | 25053.6 |  |  | PWG | Trench Stop & Bulkhead | TRENCH STOP | PWG-TS-0035 |  |  | D-DWG-PWG-036 | [47 empty] | Trench&Bulkheads- T2W_PIPELINE.xlsm | 493 | [12 empty] | 1112.5 | 1 | each | 1112.5
PWG-TS-0036 | 25067.6 |  |  | PWG | Trench Stop & Bulkhead | TRENCH STOP | PWG-TS-0036 |  |  | D-DWG-PWG-036 | [47 empty] | Trench&Bulkheads- T2W_PIPELINE.xlsm | 494 | [12 empty] | 1112.5 | 1 | each | 1112.5
PWG-EL-0054 | 25129 |  |  | PWG | Foreign Service | ELECTRICITY | PWG-EL-0054 |  |  | D-DWG-PWG-036.2 |  |  | PUP | Yes | PWG |  | PUP ELECTRICITY | [40 empty] | Forreign service raw data.xlsx | 328
PWG-TB-092 | 25129.481 |  |  | PWG | Thrust Block | THRUST BLOCK | PWG-TB-092 | [7 empty] | PWG |  | Type 5 | [11 empty] | DICL | 375 | [27 empty] | Thrust Block Register - T2W_PIPELINE 24-8.xlsm | 193 |  |  | Bend
PWG-TB-093 | 25162.559 |  |  | PWG | Thrust Block | THRUST BLOCK | PWG-TB-093 | [7 empty] | PWG |  | Type 4 | [11 empty] | DICL | 375 | [27 empty] | Thrust Block Register - T2W_PIPELINE 24-8.xlsm | 194 |  |  | Bend
PWG-WA-0019 | 25166 |  |  | PWG | Foreign Service | WATER | PWG-WA-0019 |  |  | D-DWG-PWG-036.2 |  |  | BYDA | Yes | PWG |  | BYDA WATER DN100 | [12 empty] | 100 | [27 empty] | Forreign service raw data.xlsx | 329
PWG-TB-094 | 25169.588 |  |  | PWG | Thrust Block | THRUST BLOCK | PWG-TB-094 | [7 empty] | PWG |  | Type 5 | [11 empty] | DICL | 375 | [27 empty] | Thrust Block Register - T2W_PIPELINE 24-8.xlsm | 195 |  |  | Bend
PWG-TB-095 | 25391.145 |  |  | PWG | Thrust Block | THRUST BLOCK | PWG-TB-095 | [7 empty] | PWG |  | Type 7 | [11 empty] | DICL | 375 | [27 empty] | Thrust Block Register - T2W_PIPELINE 24-8.xlsm | 196 |  |  | Bend
PWG-EL-0055 | 25632 |  |  | PWG | Foreign Service | ELECTRICITY | PWG-EL-0055 |  |  | D-DWG-PWG-037.2 |  |  | PUP | Yes | PWG |  | PUP ELECTRICITY | [40 empty] | Forreign service raw data.xlsx | 330
PWG-TB-124 | 25792.787 |  |  | PWG | Thrust Block | THRUST BLOCK | PWG-TB-124 | [7 empty] | PWG |  | Type 7 | [11 empty] | DICL | 150 | [27 empty] | Thrust Block Register - T2W_PIPELINE 24-8.xlsm | 225 |  |  | Tee
PWG-TB-096 | 25800.795 |  |  | PWG | Thrust Block | THRUST BLOCK | PWG-TB-096 | [7 empty] | PWG |  | Type 5 | [11 empty] | DICL | 375 | [27 empty] | Thrust Block Register - T2W_PIPELINE 24-8.xlsm | 197 |  |  | Bend
PWG-TB-097 | 25804.926 |  |  | PWG | Thrust Block | THRUST BLOCK | PWG-TB-097 | [7 empty] | PWG |  | Type 5 | [11 empty] | DICL | 375 | [27 empty] | Thrust Block Register - T2W_PIPELINE 24-8.xlsm | 198 |  |  | Bend
PWG-TB-098 | 25817.226 |  |  | PWG | Thrust Block | THRUST BLOCK | PWG-TB-098 | [7 empty] | PWG |  | Type 7 | [11 empty] | DICL | 375 | [27 empty] | Thrust Block Register - T2W_PIPELINE 24-8.xlsm | 199 |  |  | Bend
PWG-WA-0020 | 26007 |  |  | PWG | Foreign Service | WATER | PWG-WA-0020 |  |  | D-DWG-PWG-038.2 |  |  | BYDA | Yes | PWG |  | BYDA WATER DN150 | [12 empty] | 150 | [27 empty] | Forreign service raw data.xlsx | 331
PWG-TT-0100 | 26010.44 | 26026.47 | 16.03 | PWG | Trench Type | TRENCH SECTION |  | 6 | 16.03 | D-DWG-PWG-038.2 | D-DWG-PWG-038.2 |  |  |  | PWG | [42 empty] | Trench Type Register - T2W_PIPELINE.xlsm | 208
PWG-RD-0018 | 26013 | 26026 | 13 | PWG | Road & Rail Crossing | MINOR ROAD CROSSING | PWG-RD-0018 |  | 13 | [5 empty] | PWG | King Street |  | Sealed | 375 |  |  | DN375 PN35 DICL RRJ | 13 |  |  |  | TRC | [15 empty] | Open Trenching | [14 empty] | T2WRWP-05304-PTW-PPG-SCH-00002_PHW_PWG.xlsx | 30
PWG-TT-0101 | 26026.47 | 26252.108 | 225.638 | PWG | Trench Type | TRENCH SECTION |  | 1A | 225.638 | D-DWG-PWG-038.2 | D-DWG-PWG-038.2 |  |  |  | PWG | [42 empty] | Trench Type Register - T2W_PIPELINE.xlsm | 209
PWG-TB-099 | 26038.676 |  |  | PWG | Thrust Block | THRUST BLOCK | PWG-TB-099 | [7 empty] | PWG |  | Type 7 | [11 empty] | DICL | 375 | [27 empty] | Thrust Block Register - T2W_PIPELINE 24-8.xlsm | 200 |  |  | Bend
PWG-TB-125 | 26041.176 |  |  | PWG | Thrust Block | THRUST BLOCK | PWG-TB-125 | [7 empty] | PWG |  | Type 7 | [11 empty] | DICL | 150 | [27 empty] | Thrust Block Register - T2W_PIPELINE 24-8.xlsm | 226 |  |  | Tee
PWG-VG-0019 | 26070 | 26080 | 10 | PWG | Vegetation | TREE REMOVAL | VEG_PWG019 | [49 empty] | 2 LARGE TREES | T2W - Tree Removal TakeOff (V.1).xlsx | 106 | 64.7 | HEAVY
PWG-TB-100 | 26195.427 |  |  | PWG | Thrust Block | THRUST BLOCK | PWG-TB-100 | [7 empty] | PWG |  | Type 7 | [11 empty] | DICL | 375 | [27 empty] | Thrust Block Register - T2W_PIPELINE 24-8.xlsm | 201 |  |  | Bend
PWG-CM-0049 | 26205 |  |  | PWG | Foreign Service | COMMUNICATIONS | PWG-CM-0049 |  |  | D-DWG-PWG-038.2 |  |  | BYDA | Yes | PWG |  | BYDA TELSTRA COMMS DN100 | [9 empty] | Telstra |  |  | 100 | [27 empty] | Forreign service raw data.xlsx | 332
PWG-RD-0019 | 26252.108 | 26283.028 | 30.92 | PWG | Road & Rail Crossing | MAJOR ROAD CROSSING | PWG-RD-0019 |  | 30.92 | [5 empty] | PWG | Woodlands Rd |  | Sealed | 375 |  |  | OD457x5WT Sintalock Type 1 MSCL Carrier & OD610x9WT MS Enveloper |  |  |  |  | TRC | [15 empty] | Thrust Boring | [14 empty] | T2WRWP-05304-PTW-PPG-SCH-00002_PHW_PWG.xlsx | 31
PWG-TT-0102 | 26252.108 | 26283.028 | 30.92 | PWG | Trench Type | TRENCH SECTION |  | 8A | 30.92 | D-DWG-PWG-038.2 | D-DWG-PWG-038.2 |  |  |  | PWG | [42 empty] | Trench Type Register - T2W_PIPELINE.xlsm | 210
PWG-EL-0056 | 26256 |  |  | PWG | Foreign Service | ELECTRICITY | PWG-EL-0056 |  |  | D-DWG-PWG-038.2 |  |  | PUP | Yes | PWG |  | PUP ELECTRICITY | [40 empty] | Forreign service raw data.xlsx | 333
PWG-TT-0103 | 26283.028 | 26988.368 | 705.34 | PWG | Trench Type | TRENCH SECTION |  | 1A | 705.34 | D-DWG-PWG-038.2 | D-DWG-PWG-039.2 |  |  |  | PWG | [42 empty] | Trench Type Register - T2W_PIPELINE.xlsm | 211
PWG-VG-0020 | 26290 | 26300 | 10 | PWG | Vegetation | TREE REMOVAL | VEG_PWG020 | [49 empty] | 2 SMALL TREES | T2W - Tree Removal TakeOff (V.1).xlsx | 107 | 23 | LIGHT
PWG-VG-0021 | 26430 | 26440 | 10 | PWG | Vegetation | TREE REMOVAL | VEG_PWG021 | [49 empty] | 1 LARGE TREE | T2W - Tree Removal TakeOff (V.1).xlsx | 108 | 79 | HEAVY
PWG-WA-0021 | 26480 |  |  | PWG | Foreign Service | WATER | PWG-WA-0021 |  |  | D-DWG-PWG-038.2 |  |  | BYDA | Yes | PWG |  | BYDA WATER DN100 | [12 empty] | 100 | [27 empty] | Forreign service raw data.xlsx | 334
PWG-TB-101 | 26560.798 |  |  | PWG | Thrust Block | THRUST BLOCK | PWG-TB-101 | [7 empty] | PWG |  | Type 7 | [11 empty] | DICL | 375 | [27 empty] | Thrust Block Register - T2W_PIPELINE 24-8.xlsm | 202 |  |  | Bend
PWG-TB-102 | 26662.937 |  |  | PWG | Thrust Block | THRUST BLOCK | PWG-TB-102 | [7 empty] | PWG |  | Type 7 | [11 empty] | DICL | 375 | [27 empty] | Thrust Block Register - T2W_PIPELINE 24-8.xlsm | 203 |  |  | Bend
PWG-TT-0104 | 26988.368 | 27002.147 | 13.779 | PWG | Trench Type | TRENCH SECTION |  | 4 | 13.779 | D-DWG-PWG-039.2 | D-DWG-PWG-039.2 |  |  |  | PWG | [42 empty] | Trench Type Register - T2W_PIPELINE.xlsm | 212
PWG-TT-0105 | 27002.147 | 27012.465 | 10.318 | PWG | Trench Type | TRENCH SECTION |  | 1A | 10.318 | D-DWG-PWG-039.2 | D-DWG-PWG-039.2 |  |  |  | PWG | [42 empty] | Trench Type Register - T2W_PIPELINE.xlsm | 213
PPH-TB-001 | 63.236 |  |  | PPH | Thrust Block | THRUST BLOCK | PPH-TB-001 | [7 empty] | PPH |  | Type 5 | [11 empty] | DICL | 500 | [27 empty] | Thrust Block Register - T2W_PIPELINE.xlsm | 6 |  |  | Bend
PPH-TB-002 | 81.352 |  |  | PPH | Thrust Block | THRUST BLOCK | PPH-TB-002 | [7 empty] | PPH |  | Type 5 | [11 empty] | DICL | 500 | [27 empty] | Thrust Block Register - T2W_PIPELINE.xlsm | 7 |  |  | Bend
PPH-TB-003 | 94.039 |  |  | PPH | Thrust Block | THRUST BLOCK | PPH-TB-003 | [7 empty] | PPH |  | Type 5 | [11 empty] | DICL | 500 | [27 empty] | Thrust Block Register - T2W_PIPELINE.xlsm | 8 |  |  | Bend
PPH-TB-004 | 833.013 |  |  | PPH | Thrust Block | THRUST BLOCK | PPH-TB-004 | [7 empty] | PPH |  | Type 5 | [11 empty] | DICL | 500 | [27 empty] | Thrust Block Register - T2W_PIPELINE.xlsm | 9 |  |  | Bend
PPH-TB-005 | 871.821 |  |  | PPH | Thrust Block | THRUST BLOCK | PPH-TB-005 | [7 empty] | PPH |  | Type 5 | [11 empty] | DICL | 500 | [27 empty] | Thrust Block Register - T2W_PIPELINE.xlsm | 10 |  |  | Bend
PPH-TB-006 | 988.07 |  |  | PPH | Thrust Block | THRUST BLOCK | PPH-TB-006 | [7 empty] | PPH |  | Type 5 | [11 empty] | DICL | 500 | [27 empty] | Thrust Block Register - T2W_PIPELINE.xlsm | 11 |  |  | Bend
PPH-TB-007 | 992.261 |  |  | PPH | Thrust Block | THRUST BLOCK | PPH-TB-007 | [7 empty] | PPH |  | Type 5 | [11 empty] | DICL | 500 | [27 empty] | Thrust Block Register - T2W_PIPELINE.xlsm | 12 |  |  | Bend
RHF-TB-001 |  |  |  | RHF | Thrust Block | THRUST BLOCK | RHF-TB-001 | [7 empty] | RHF |  | RHF TYPE 1 | [40 empty] | Thrust Block Register - T2W_PIPELINE.xlsm | 114 |  |  | Facility (RHF) - not in pipeline index
RHF-TB-002 |  |  |  | RHF | Thrust Block | THRUST BLOCK | RHF-TB-002 | [7 empty] | RHF |  | RHF TYPE 1 | [40 empty] | Thrust Block Register - T2W_PIPELINE.xlsm | 115 |  |  | Facility (RHF) - not in pipeline index
RHF-TB-003 |  |  |  | RHF | Thrust Block | THRUST BLOCK | RHF-TB-003 | [7 empty] | RHF |  | RHF TYPE 3 | [40 empty] | Thrust Block Register - T2W_PIPELINE.xlsm | 116 |  |  | Facility (RHF) - not in pipeline index
RHF-TB-004 |  |  |  | RHF | Thrust Block | THRUST BLOCK | RHF-TB-004 | [7 empty] | RHF |  | RHF TYPE 2 | [40 empty] | Thrust Block Register - T2W_PIPELINE.xlsm | 117 |  |  | Facility (RHF) - not in pipeline index
RHF-TB-005 |  |  |  | RHF | Thrust Block | THRUST BLOCK | RHF-TB-005 | [7 empty] | RHF |  | RHF TYPE 1 | [40 empty] | Thrust Block Register - T2W_PIPELINE.xlsm | 118 |  |  | Facility (RHF) - not in pipeline index
RHF-TB-006 |  |  |  | RHF | Thrust Block | THRUST BLOCK | RHF-TB-006 | [7 empty] | RHF |  | RHF TYPE 4 | [40 empty] | Thrust Block Register - T2W_PIPELINE.xlsm | 119 |  |  | Facility (RHF) - not in pipeline index
RHF-TB-007 |  |  |  | RHF | Thrust Block | THRUST BLOCK | RHF-TB-007 | [7 empty] | RHF |  | RHF TYPE 4 | [40 empty] | Thrust Block Register - T2W_PIPELINE.xlsm | 120 |  |  | Facility (RHF) - not in pipeline index
RHF-TB-008 |  |  |  | RHF | Thrust Block | THRUST BLOCK | RHF-TB-008 | [7 empty] | RHF |  | RHF TYPE 2 | [40 empty] | Thrust Block Register - T2W_PIPELINE.xlsm | 121 |  |  | Facility (RHF) - not in pipeline index
RHF-TB-009 |  |  |  | RHF | Thrust Block | THRUST BLOCK | RHF-TB-009 | [7 empty] | RHF |  | RHF TYPE 1 | [40 empty] | Thrust Block Register - T2W_PIPELINE.xlsm | 122 |  |  | Facility (RHF) - not in pipeline index
RHF-TB-010 |  |  |  | RHF | Thrust Block | THRUST BLOCK | RHF-TB-010 | [7 empty] | RHF |  | RHF TYPE 4 | [40 empty] | Thrust Block Register - T2W_PIPELINE.xlsm | 123 |  |  | Facility (RHF) - not in pipeline index
RHF-TB-011 |  |  |  | RHF | Thrust Block | THRUST BLOCK | RHF-TB-011 | [7 empty] | RHF |  | RHF TYPE 4 | [40 empty] | Thrust Block Register - T2W_PIPELINE.xlsm | 124 |  |  | Facility (RHF) - not in pipeline index
RHF-TB-012 |  |  |  | RHF | Thrust Block | THRUST BLOCK | RHF-TB-012 | [7 empty] | RHF |  | RHF TYPE 1 | [40 empty] | Thrust Block Register - T2W_PIPELINE.xlsm | 125 |  |  | Facility (RHF) - not in pipeline index
RHF-TB-013 |  |  |  | RHF | Thrust Block | THRUST BLOCK | RHF-TB-013 | [7 empty] | RHF |  | TYPE 1 | [40 empty] | Thrust Block Register - T2W_PIPELINE.xlsm | 126 |  |  | Facility (RHF) - not in pipeline index

## Chainage Index
Records per 1 km chainage bin
Live COUNTIFS over the Master Register. Bin covers Chainage Start >= From and < To.
From (m) | To (m) | Thrust Block | Trench Type | Trench Stop & Bulkhead | Foreign Service | Creek Crossing | Road & Rail Crossing | Vegetation | Total
0 | 1000 | 23 | 16 | 97 | 11 | 1 | 3 | 22 | 173
1000 | 2000 | 18 | 18 | 71 | 23 | 1 | 4 | 15 | 150
2000 | 3000 | 16 | 23 | 40 | 50 | 0 | 6 | 16 | 151
3000 | 4000 | 7 | 5 | 22 | 16 | 3 | 0 | 5 | 58
4000 | 5000 | 9 | 8 | 16 | 11 | 1 | 1 | 2 | 48
5000 | 6000 | 10 | 4 | 81 | 3 | 1 | 0 | 3 | 102
6000 | 7000 | 3 | 11 | 56 | 15 | 2 | 2 | 1 | 90
7000 | 8000 | 19 | 16 | 8 | 26 | 1 | 3 | 0 | 73
8000 | 9000 | 17 | 20 | 13 | 27 | 1 | 5 | 5 | 88
9000 | 10000 | 10 | 12 | 33 | 7 | 3 | 1 | 4 | 70
10000 | 11000 | 10 | 8 | 1 | 18 | 2 | 2 | 2 | 43
11000 | 12000 | 10 | 8 | 12 | 8 | 3 | 2 | 1 | 44
12000 | 13000 | 5 | 7 | 3 | 17 | 0 | 3 | 0 | 35
13000 | 14000 | 8 | 6 | 5 | 22 | 0 | 2 | 2 | 45
14000 | 15000 | 9 | 15 | 7 | 14 | 3 | 2 | 2 | 52
15000 | 16000 | 2 | 2 | 0 | 18 | 1 | 1 | 1 | 25
16000 | 17000 | 3 | 5 | 0 | 6 | 2 | 1 | 0 | 17
17000 | 18000 | 6 | 3 | 0 | 3 | 1 | 0 | 0 | 13
18000 | 19000 | 13 | 6 | 1 | 13 | 1 | 2 | 1 | 37
19000 | 20000 | 4 | 2 | 19 | 6 | 1 | 0 | 3 | 35
20000 | 21000 | 5 | 0 | 0 | 2 | 0 | 0 | 0 | 7
21000 | 22000 | 5 | 0 | 0 | 2 | 0 | 0 | 1 | 8
22000 | 23000 | 6 | 2 | 0 | 3 | 1 | 0 | 0 | 12
23000 | 24000 | 6 | 0 | 0 | 0 | 0 | 0 | 0 | 6
24000 | 25000 | 4 | 2 | 0 | 6 | 3 | 0 | 2 | 17
25000 | 26000 | 9 | 2 | 4 | 3 | 0 | 0 | 0 | 18
26000 | 27000 | 5 | 5 | 0 | 4 | 0 | 2 | 3 | 19
27000 | 28000 | 0 | 1 | 0 | 0 | 0 | 0 | 0 | 1
TOTAL |  | 242 | 207 | 489 | 334 | 32 | 42 | 91 | 1437
Note | This total counts only records that carry a chainage. 13 Thrust Block records in the RHF section have no chainage in the source and therefore fall in no bin; the Master Register holds 1,188 records in total.

## Trench Type Summary
Trench type totals
Carried across from the "Total Length Sections (m) by Trench Type" block in the Trench Type Register.
Trench Type | PWG (m) | PHW (m) | Total (m) | No. of Sections
1A | 25128.364 | 16838.593 | 41966.957 | 85
1B/1C | 134.447 | 58.129 | 192.576 | 6
1A/1B/1C | 94.046 | 143.795 | 237.841 | 7
2 | 15 | 25.754 | 40.754 | 4
4 | 432.844 | 683.233 | 1116.077 | 41
4&6 | 60.742 | 0 | 60.742 | 2
4&7 | 18.466 | 28.91 | 47.376 | 4
5 | 387.402 | 532.124 | 919.526 | 16
6 | 91.347 | 83.29 | 174.637 | 8
7 | 291.939 | 247.067 | 539.006 | 15
8A | 357.868 | 515.844 | 873.712 | 19
TOTAL | 27012.465 | 19156.739 | 46169.204 | 207
Reconciliation
Sum of (Chainage End - Chainage Start) over all 207 trench sections in the Master Register: |  |  |  |  | 46169.204
Difference against the trench-type total above (should be zero): |  |  |  |  | 0
Note | The source register carried its own "Total" and "Check: register total" lines inside this block. They are excluded from the table above so the TOTAL row is not double-counted; both stated 46,169.204 m over 207 sections, which agrees with the calculated figure.

## Data Quality
Data quality exceptions
Every change made to the source data during consolidation, plus anomalies found and left untouched for review.
Register | Source row(s) | Issue | Resolution | Detail
Thrust Block | 305 | Template residue | ROW REMOVED | Entire row is residual data from the Jemena Port Kembla pipeline template (Operator PKCT, Design Drawing GAS-554-MA-AL-001, DBYD 31981590, chainage 9.92387015996201 km-scale). Not a T2W asset.
Thrust Block | 306 | Template residue | ROW REMOVED | Entire row is residual data from the Jemena Port Kembla pipeline template (Operator UNKNOWN, Design Drawing GAS-554-MA-AL-001, DBYD 31981590, chainage 9.96169594877122 km-scale). Not a T2W asset.
Thrust Block | 307 | Template residue | ROW REMOVED | Entire row is residual data from the Jemena Port Kembla pipeline template (Operator PKCT, Design Drawing GAS-554-MA-AL-001, DBYD 31981590, chainage 9.99952173758052 km-scale). Not a T2W asset.
Thrust Block | 308 | Template residue | ROW REMOVED | Entire row is residual data from the Jemena Port Kembla pipeline template (Operator PKCT, Design Drawing GAS-554-MA-AL-001, DBYD 31981590, chainage 10.0373475263898 km-scale). Not a T2W asset.
Thrust Block | 309 | Template residue | ROW REMOVED | Entire row is residual data from the Jemena Port Kembla pipeline template (Operator PKCT, Design Drawing GAS-554-MA-AL-001, DBYD 31981590, chainage 10.075173315199 km-scale). Not a T2W asset.
Thrust Block | 310 | Template residue | ROW REMOVED | Entire row is residual data from the Jemena Port Kembla pipeline template (Operator PKCT, Design Drawing GAS-554-MA-AL-002, DBYD 31981590, chainage 10.1129991040083 km-scale). Not a T2W asset.
Thrust Block | 311 | Template residue | ROW REMOVED | Entire row is residual data from the Jemena Port Kembla pipeline template (Operator PKCT, Design Drawing GAS-554-MA-AL-002, DBYD 31981590, chainage 10.1508248928175 km-scale). Not a T2W asset.
Thrust Block | 312 | Template residue | ROW REMOVED | Entire row is residual data from the Jemena Port Kembla pipeline template (Operator PKCT, Design Drawing GAS-554-MA-AL-002, DBYD 31981590, chainage 10.1886506816268 km-scale). Not a T2W asset.
Trench Stop & Bulkhead | 309 | Template residue | SURVEY CELLS CLEARED | Asset PHW-TS-0270 is genuine, but columns E-L of this row carried Port Kembla residue (Surveyors PtNo Surveyors PtNo, Actual Chainage Actual Chainage). Those cells cleared; asset data retained.
Trench Stop & Bulkhead | 310 | Template residue | SURVEY CELLS CLEARED | Asset PHW-TS-0271 is genuine, but columns E-L of this row carried Port Kembla residue (Surveyors PtNo 2050364410.23209, Actual Chainage 9923.87015996201). Those cells cleared; asset data retained.
Trench Stop & Bulkhead | 311 | Template residue | SURVEY CELLS CLEARED | Asset PHW-TS-0272 is genuine, but columns E-L of this row carried Port Kembla residue (Surveyors PtNo 2058981476.64782, Actual Chainage 9961.6959487713). Those cells cleared; asset data retained.
Trench Stop & Bulkhead | 312 | Template residue | SURVEY CELLS CLEARED | Asset PHW-TS-0273 is genuine, but columns E-L of this row carried Port Kembla residue (Surveyors PtNo 2067598543.06356, Actual Chainage 9999.5217375805). Those cells cleared; asset data retained.
Trench Stop & Bulkhead | 313 | Template residue | SURVEY CELLS CLEARED | Asset PHW-BS-0035 is genuine, but columns E-L of this row carried Port Kembla residue (Surveyors PtNo 2076215609.4793, Actual Chainage 10037.3475263898). Those cells cleared; asset data retained.
Trench Stop & Bulkhead | 314 | Template residue | SURVEY CELLS CLEARED | Asset PHW-TS-0274 is genuine, but columns E-L of this row carried Port Kembla residue (Surveyors PtNo 2084832675.89504, Actual Chainage 10075.173315199). Those cells cleared; asset data retained.
Trench Stop & Bulkhead | 315 | Template residue | SURVEY CELLS CLEARED | Asset PHW-TS-0275 is genuine, but columns E-L of this row carried Port Kembla residue (Surveyors PtNo 2093449742.31077, Actual Chainage 10112.9991040083). Those cells cleared; asset data retained.
Trench Stop & Bulkhead | 316 | Template residue | SURVEY CELLS CLEARED | Asset PHW-TS-0276 is genuine, but columns E-L of this row carried Port Kembla residue (Surveyors PtNo 2102066808.72651, Actual Chainage 10150.8248928175). Those cells cleared; asset data retained.
Trench Stop & Bulkhead | 318 | Template residue | SURVEY CELLS CLEARED | Asset PHW-TS-0278 is genuine, but columns E-L of this row carried Port Kembla residue (Surveyors PtNo 2110683875.14225, Actual Chainage 10188.6506816268). Those cells cleared; asset data retained.
Trench Stop & Bulkhead | 316 | Malformed drawing-sheet ref | FLAGGED - not changed | Value "9,9" does not match the n.n pattern used elsewhere in this column.
Trench Stop & Bulkhead | 317 | Malformed drawing-sheet ref | FLAGGED - not changed | Value "9.9.1" does not match the n.n pattern used elsewhere in this column.
Thrust Block | 114-126 | No chainage assigned | RETAINED - sorted to end | 13 record(s) have no value in the chainage column: RHF-TB-001, RHF-TB-002, RHF-TB-003, RHF-TB-004, RHF-TB-005, RHF-TB-006, RHF-TB-007, RHF-TB-008, RHF-TB-009, RHF-TB-010, RHF-TB-011, RHF-TB-012, RHF-TB-013. They are genuine assets and are kept in the Master Register with a blank Chainage Start, sorted after all located records. Chainage needs to be assigned before this register can be relied on for setout.
Creek Crossing | 3-19 | No chainage assigned | RETAINED - sorted to end | 32 record(s) have no value in the chainage column: PHW-CC-0001, PWG-CC-0001, PHW-CC-0002, PWG-CC-0002, PHW-CC-0003, PWG-CC-0003, PHW-CC-0004, PWG-CC-0004, PHW-CC-0005, PWG-CC-0005, PHW-CC-0006, PWG-CC-0006, PHW-CC-0007, PWG-CC-0007, PHW-CC-0008, PWG-CC-0008, PHW-CC-0009, PWG-CC-0009, PHW-CC-0010, PWG-CC-0010, PHW-CC-0011, PWG-CC-0011, PHW-CC-0012, PWG-CC-0012, PHW-CC-0013, PWG-CC-0013, PHW-CC-0014, PWG-CC-0014, PHW-CC-0015, PWG-CC-0015, PWG-CC-0016, PWG-CC-0017. They are genuine assets and are kept in the Master Register with a blank Chainage Start, sorted after all located records. Chainage needs to be assigned before this register can be relied on for setout.
Road & Rail Crossing | 6-31 | No chainage assigned | RETAINED - sorted to end | 42 record(s) have no value in the chainage column: PHW-PT-0001, PHW-RD-0001, PHW-RD-0002, PHW-RL-0001, PHW-RD-0003, PHW-RD-0004, PHW-RD-0005, PHW-RD-0006, PHW-RD-0007, PHW-RD-0008, PHW-RD-0009, PHW-RD-0010, PHW-RD-0011, PHW-RD-0012, PHW-RD-0013, PHW-RD-0014, PWG-RD-0001, PWG-RD-0002, PWG-RD-0003, PWG-RD-0004, PWG-RD-0005, PWG-CP-0001, PWG-RD-0006, PWG-RD-0007, PWG-RD-0008, PWG-RL-0001, PWG-RD-0009, PWG-RD-0010, PWG-PT-0001, PWG-RL-0002, PWG-CP-0002, PWG-CP-0003, PWG-CP-0004, PWG-RD-0011, PWG-RD-0012, PWG-RD-0013, PWG-RD-0014, PWG-RD-0015, PWG-RD-0016, PWG-RD-0017, PWG-RD-0018, PWG-RD-0019. They are genuine assets and are kept in the Master Register with a blank Chainage Start, sorted after all located records. Chainage needs to be assigned before this register can be relied on for setout.
Foreign Service | 176 | Spelling in description | FLAGGED - raw text unchanged | "BDYA" appears on 1 row(s); read as "BYDA" when deriving Utility Type / Operator / Info Source. The description column still holds the original wording.
Foreign Service | 149 | Spelling in description | FLAGGED - raw text unchanged | "BYD" appears on 1 row(s); read as "BYDA" when deriving Utility Type / Operator / Info Source. The description column still holds the original wording.
Foreign Service | 197 | Spelling in description | FLAGGED - raw text unchanged | "ELECTRICITYELD" appears on 1 row(s); read as "ELECTRICITY ELD" when deriving Utility Type / Operator / Info Source. The description column still holds the original wording.
Foreign Service | 68, 105 | Spelling in description | FLAGGED - raw text unchanged | "NO POST" appears on 2 row(s); read as "NO POSTS" when deriving Utility Type / Operator / Info Source. The description column still holds the original wording.
Foreign Service | 129 | Spelling in description | FLAGGED - raw text unchanged | "TELSTA" appears on 1 row(s); read as "TELSTRA" when deriving Utility Type / Operator / Info Source. The description column still holds the original wording.
Foreign Service | 100, 101 | Spelling in description | FLAGGED - raw text unchanged | "TELSTRA COMS" appears on 2 row(s); read as "TELSTRA COMMS" when deriving Utility Type / Operator / Info Source. The description column still holds the original wording.
Foreign Service | 262 | Spelling in description | FLAGGED - raw text unchanged | "TELSTRACOMMS" appears on 1 row(s); read as "TELSTRA COMMS" when deriving Utility Type / Operator / Info Source. The description column still holds the original wording.
Foreign Service | 219 | Spelling in description | FLAGGED - raw text unchanged | "UNKNOW" appears on 1 row(s); read as "UNKNOWN" when deriving Utility Type / Operator / Info Source. The description column still holds the original wording.
Foreign Service | 215 | Spelling in description | FLAGGED - raw text unchanged | "WIRES ON" appears on 1 row(s); read as "WIRES ONLY (truncated)" when deriving Utility Type / Operator / Info Source. The description column still holds the original wording.
Foreign Service | 18 | Contradictory status | FLAGGED - not changed | "Included in Current Plan" is Yes but the comment reads "Not Included in Rev 2". Needs resolving before the register is issued.
Foreign Service | 90-96 | Not a utility | RETAINED - typed SURVEY LEVEL | 7 records are described only as "DG LEVEL" or "EUD LEVEL" and appear to be survey level references rather than foreign services. Retained but typed SURVEY LEVEL so they can be filtered out.
Foreign Service | 236 records | Asset owner not stated | FLAGGED - left blank | 236 of 334 records name no owner in either the description or the comments, so Operator is blank. Owner is needed for permit and notification purposes.
Foreign Service | 335 | No alignment sheet | FLAGGED - not changed | No value in "New Drawing Number (Alignment Sheet)", so the crossing cannot be traced to a drawing.
Foreign Service | 43 of 334 records | Superseded drawing sparse | INFORMATION ONLY | The superseded drawing number is populated on only 43 records. Not an error, but it cannot be used to cross-check the remainder against the earlier revision.
Foreign Service | 29, 30 | Possible duplicate crossing | FLAGGED - not changed | 2 identical records at PHW chainage 2,793 m: "BYDA WATER". Either a genuine pair of parallel services or a double entry.
Foreign Service | 62, 63 | Possible duplicate crossing | FLAGGED - not changed | 2 identical records at PHW chainage 5,494 m: "BYDA TELSTRA COMMS". Either a genuine pair of parallel services or a double entry.
Foreign Service | 71, 72 | Possible duplicate crossing | FLAGGED - not changed | 2 identical records at PHW chainage 6,993 m: "FENCE LINE NO POSTS". Either a genuine pair of parallel services or a double entry.
Foreign Service | 74, 75 | Possible duplicate crossing | FLAGGED - not changed | 2 identical records at PHW chainage 6,996 m: "BYDA TELSTRA COMMSTUD". Either a genuine pair of parallel services or a double entry.
Foreign Service | 78, 79 | Possible duplicate crossing | FLAGGED - not changed | 2 identical records at PHW chainage 7,021 m: "BYDA NBN COMMS". Either a genuine pair of parallel services or a double entry.
Foreign Service | 107, 108 | Possible duplicate crossing | FLAGGED - not changed | 2 identical records at PHW chainage 12,470 m: "PUP ELECTRICITY". Either a genuine pair of parallel services or a double entry.
Foreign Service | 118, 119 | Possible duplicate crossing | FLAGGED - not changed | 2 identical records at PHW chainage 13,278 m: "PUP COMMS DN100". Either a genuine pair of parallel services or a double entry.
Foreign Service | 185, 186 | Possible duplicate crossing | FLAGGED - not changed | 2 identical records at PWG chainage 2,754 m: "BYDA TELSTRA COMMS DN100". Either a genuine pair of parallel services or a double entry.
Foreign Service | 187, 188, 189, 190, 191, 192 | Possible duplicate crossing | FLAGGED - not changed | 6 identical records at PWG chainage 2,754 m: "BYDA NBN COMMS DN30". Either a genuine pair of parallel services or a double entry.
Foreign Service | 193, 196 | Possible duplicate crossing | FLAGGED - not changed | 2 identical records at PWG chainage 2,763 m: "PUP ELECTRICITY". Either a genuine pair of parallel services or a double entry.
Foreign Service | 220, 221 | Possible duplicate crossing | FLAGGED - not changed | 2 identical records at PWG chainage 7,826 m: "PUP ELECTRICITY". Either a genuine pair of parallel services or a double entry.
Foreign Service | 256, 257 | Possible duplicate crossing | FLAGGED - not changed | 2 identical records at PWG chainage 9,585 m: "PUP ELECTRICITY". Either a genuine pair of parallel services or a double entry.
Foreign Service | 272, 273 | Possible duplicate crossing | FLAGGED - not changed | 2 identical records at PWG chainage 12,307 m: "BYDA NBN COMMS DN30". Either a genuine pair of parallel services or a double entry.
Foreign Service | 275, 276, 277 | Possible duplicate crossing | FLAGGED - not changed | 3 identical records at PWG chainage 12,322 m: "BYDA NBN COMMS DN30". Either a genuine pair of parallel services or a double entry.
Foreign Service | 279, 280, 281 | Possible duplicate crossing | FLAGGED - not changed | 3 identical records at PWG chainage 13,375 m: "FENCE LINE NO POSTS - WIRES ONLY". Either a genuine pair of parallel services or a double entry.
Foreign Service | 286, 287 | Possible duplicate crossing | FLAGGED - not changed | 2 identical records at PWG chainage 15,528 m: "FENCE LINE NO POSTS - WIRES ONLY". Either a genuine pair of parallel services or a double entry.
Foreign Service | 295, 296 | Possible duplicate crossing | FLAGGED - not changed | 2 identical records at PWG chainage 15,663 m: "BYDA NBN COMMS DN30". Either a genuine pair of parallel services or a double entry.
Foreign Service | 322, 323 | Possible duplicate crossing | FLAGGED - not changed | 2 identical records at PWG chainage 24,097 m: "PUP ELECTRICITY". Either a genuine pair of parallel services or a double entry.
Foreign Service | 30 chainages | Multiple services at one chainage | INFORMATION ONLY | 30 chainage values carry more than one foreign service. Expected where services run in a common trench, but each needs its own crossing treatment.
Creek Crossing | 23 records | Watercourse not named | FLAGGED - left blank | 23 of 32 trenched creek crossings have no watercourse name in the source (e.g. PWG-CC-0001, PHW-CC-0002, PHW-CC-0003, PWG-CC-0003). Only 9 are named. Names are needed for waterway barrier works approvals.
Creek Crossing | PWG-CC-0004 | Treatment refers to a missing note | FLAGGED - not changed | Creek Bed Treatment Type reads "NOTE 1", but the source table supplied no notes. The referenced Table 2 and Table 3 were not provided with the file, so the treatment cannot be resolved from this register alone.
Road & Rail Crossing | various | Trailing whitespace | NORMALISED | Method of Construction appears as ['Open Trenching '] as well as the clean value. Trimmed when loading so the column groups correctly; the source cell is unchanged.
Road & Rail Crossing | PHW-PT-0001 | Chainage disagrees with Trench Type register | FLAGGED - not changed | PHW-PT-0001 (Trees - Kieman Road) end chainage 404.867 m against the nearest Trench Type boundary 404.862 m - 5 mm apart. The schedule states it is the source of truth for open trenched crossing chainages, so the Trench Type register is the one to correct.
Road & Rail Crossing | PHW-RD-0001 | Chainage disagrees with Trench Type register | FLAGGED - not changed | PHW-RD-0001 (Access Track - Kieman Road) end chainage 1,135.000 m against the nearest Trench Type boundary 1,135.078 m - 78 mm apart. The schedule states it is the source of truth for open trenched crossing chainages, so the Trench Type register is the one to correct.
Road & Rail Crossing | PHW-RD-0003 | Chainage disagrees with Trench Type register | ROUNDING ONLY | PHW-RD-0003 (Morris Road) start chainage 4,416.743 m against the nearest Trench Type boundary 4,416.742 m - 1 mm apart. A 1-2 mm difference, so almost certainly rounding rather than a real disagreement.
Road & Rail Crossing | PHW-RD-0003 | Chainage disagrees with Trench Type register | ROUNDING ONLY | PHW-RD-0003 (Morris Road) end chainage 4,455.043 m against the nearest Trench Type boundary 4,455.042 m - 1 mm apart. A 1-2 mm difference, so almost certainly rounding rather than a real disagreement.
Road & Rail Crossing | PHW-RD-0010 | Chainage disagrees with Trench Type register | ROUNDING ONLY | PHW-RD-0010 (Second Range Crossing) start chainage 11,427.142 m against the nearest Trench Type boundary 11,427.143 m - 1 mm apart. A 1-2 mm difference, so almost certainly rounding rather than a real disagreement.
Road & Rail Crossing | PHW-RD-0012 | Chainage disagrees with Trench Type register | ROUNDING ONLY | PHW-RD-0012 (Toowoomba Cecil Plains Road) end chainage 13,346.373 m against the nearest Trench Type boundary 13,346.374 m - 1 mm apart. A 1-2 mm difference, so almost certainly rounding rather than a real disagreement.
Road & Rail Crossing | PWG-RD-0003 | Chainage disagrees with Trench Type register | FLAGGED - not changed | PWG-RD-0003 (Crockers Road) start chainage 1,857.000 m against the nearest Trench Type boundary 1,856.862 m - 138 mm apart. The schedule states it is the source of truth for open trenched crossing chainages, so the Trench Type register is the one to correct.
Road & Rail Crossing | PWG-RL-0001 | Chainage disagrees with Trench Type register | FLAGGED - not changed | PWG-RL-0001 (South Western System) end chainage 7,579.150 m against the nearest Trench Type boundary 7,579.000 m - 150 mm apart. The schedule states it is the source of truth for open trenched crossing chainages, so the Trench Type register is the one to correct.
Road & Rail Crossing | PWG-RD-0018 | Chainage disagrees with Trench Type register | FLAGGED - not changed | PWG-RD-0018 (King Street) end chainage 26,026.000 m against the nearest Trench Type boundary 26,026.470 m - 470 mm apart. The schedule states it is the source of truth for open trenched crossing chainages, so the Trench Type register is the one to correct.
Trench Stop & Bulkhead | PWG-TS-0001 to PWG-TS-0036, PWG-BS-0001 | New records in updated source | LOADED | The Trench&Bulkheads- T2W_PIPELINE.xlsm source was reissued 2026-08-17 with 37 PWG trench stop and bulkhead records that were not in the previous load. All 452 existing records are unchanged (differences are floating-point noise below 1e-11 and trailing spaces only). No records were removed from the source.
Trench Stop & Bulkhead | PHW-BS-0001 to PHW-BS-0046 | Trailing space on Utility Type | NORMALISED IN MASTER REGISTER | The reissued source writes "Bulk Head " with a trailing space on 46 bulkhead rows. Asset Type is stored trimmed in the Master Register; the Src sheet keeps the source text.
Vegetation | Sheet1 rows 15-236 | Chainage stated in kilometres | CONVERTED TO METRES | The takeoff states chainage in kilometres (0.06, 24.61) where every other register in this workbook uses metres. The takeoff's own SC(m)/EC(m) columns on the 70 PHW rows confirm the factor of 1000 (0.01 km -> 10 m). All 91 loaded records were multiplied by 1000. The Src - Tree Removal sheet keeps the kilometre values as stated.
Vegetation | Sheet1 rows 15-17 and 228-230 | Duplicate Pipe ID in source | FLAGGED - not loaded | The takeoff numbers PAE trees VEG_PAE001 to VEG_PAE003 twice, once at rows 15-17 (ch 0.06-0.51 km) and again at rows 228-230 (ch 7.13-7.25 km), so three IDs identify two assets each. PAE is not a section in this register so none of these rows were loaded; the collision must be resolved in the source before PAE can be brought in.
Vegetation | Sheet1 rows 15-17, 131-236 | Sections not present in this register | NOT LOADED | The takeoff covers PAE (12), PLG (24), PLE (32) and PEL (63) in addition to PHW and PWG. This register covers PHW, PWG, PPH and RHF only, so those 131 rows were held back. They are on the Src - Tree Removal sheet in full and can be loaded once the sections are confirmed as in scope.
Trench Stop & Bulkhead / Vegetation | 5 cells | Float storage precision on reload | NOTED - no practical effect | Five source cells hold values such as 235.00000000000003 and 1575.9999999999995, which store as 235 and 1576 when the Src sheet is written. The largest difference is 3.6e-12 m. The values are arithmetic noise in the source, not measurements.
Vegetation | Sheet1 rows 15-236 | Register totals cover all six sections | NOTED | The summary block at the top of the takeoff totals 222 points and 44,867.94 m2 across six sections. The 91 records loaded here total 13,250.24 m2 (PHW 8,329.04 + PWG 4,921.20). The register will not reconcile to the takeoff total until the other four sections are loaded.
Thrust Block | PWG-TB-026 to PWG-TB-134, PHW-TB-077 to PHW-TB-101 | New records in updated source | LOADED | The Thrust Block Register was reissued 24-8 carrying 134 records that were not in the previous load: 109 PWG and 25 PHW. Every one has a chainage. All 121 previously loaded records are unchanged - a field-by-field comparison of all 38 shared columns found zero differences. No record was removed. Asset IDs continue the existing three-digit numbering and none collides.
Thrust Block | Column AP, all 255 rows | New column in source: Thrust Block Category | LOADED - column added | The reissued register adds a Thrust Block Category column classifying each block as Bend (185), Tee (39), Isolation Valve (11), Pigging Station (5), In-Line (2) or Facility (RHF) (13). The column did not exist in the previous source, so it was added to the Master Register and populated for all 255 thrust blocks, including the 121 already held. Each backfilled value is logged individually on the Edit Log.
Thrust Block | RHF-TB-001 to RHF-TB-013 | Missing chainage now explained | RESOLVED - no chainage expected | The 13 RHF records have carried no chainage since the baseline and were flagged as a gap. The new Thrust Block Category column classifies them as "Facility (RHF) - not in pipeline index", so they sit within the Regional Header Facility and are not positioned on the pipeline chainage. The blank is correct and is not missing data. They continue to sort to the end of the Master Register and remain outside the Chainage Index count.
Thrust Block | Sheets 'Master Register - GIS rev E' and 'GIS - rev F' | Template residue sheets | NOT LOADED | Both GIS sheets in this workbook hold Jemena Port Kembla data (KGMS TO EGP, Eastern Gas Pipeline, drawing GAS-556-MA-AL-020) and carry no asset IDs. Neither is T2W data and neither has ever been loaded. Rows 294-312 of the LandPartners sheet, the colour legend and the eight Port Kembla survey rows, are hidden in this revision and remain excluded.
Trench Stop & Bulkhead | 442 records | Unit rate applied | RATED | Trench stops rated at $1,112.50 each. Rate supplied by J. Krasnoff-Hnatjuk on 24 Aug 2026. The rate is per trench stop, not per metre of trench: it pairs with the bulkhead rate and matches the two details on C-DWG-PTW-105.1 Rev 1, Issued for Construction, which shows a sand/hessian bag trench stop and a reinforced concrete bulkhead as separate items.
Trench Stop & Bulkhead | 47 records | Unit rate applied | RATED | Concrete bulkheads rated at $20,507.00 each. Rate supplied by J. Krasnoff-Hnatjuk on 24 Aug 2026. Detail on C-DWG-PTW-105.1 Rev 1, Issued for Construction: N32 concrete keyed into the trench walls and floor with N12 reinforcement, which is consistent with a rate an order of magnitude above a bagged trench stop.
All other registers | 961 records | No rate supplied | LEFT BLANK - not zero | Thrust blocks, trench sections, foreign services, creek crossings, road and rail crossings and vegetation carry no rate yet. Unit Rate, Quantity, Unit and Total Cost are deliberately blank on those rows rather than set to zero, so any total taken off this register is visibly incomplete rather than wrong.
Cost columns | Total Cost ($) | Derived, not entered | FORMULA | Total Cost is =Unit Rate x Quantity on every rated row, so changing either input updates the total. Quantity is 1 on all rated rows because both rates are per item. If a rate later moves to a length or area basis, Quantity is where that goes.

## Src - Thrust Block
|  | Located | C&G | TRENCH | Surveyors PtNo | E | N | Z | Survey Code | Actual Chainage | Asset Id | KP | Pipeline Section | Utility Type | Utility Description | Operator | Location | Material | Size (mm) | ID | Proven to Underside of Service | Test Point | C&G Code | Trench Code | Proposed Crossing Method | Parallel or Crossed | Design Drawing | DBYD SEQ | Separation (m) (Minimum 600mm clearance to underside of asset to TOP) | Asset DOC (m) | Pipeline DOC (m) | Depth to Underside of Asset (m) | Crossover | Within | Permit to Excavate Near Assets Required? | Permit/Notification Date | Crossing Permit Required? | Permit/Notification Date | Comments | Thrust Block Category
[11 empty] | PPH-TB-001 | 63.236 | PPH | THRUST BLOCK | Type 5 |  |  | DICL | 500 | [20 empty] | Bend
[11 empty] | PPH-TB-002 | 81.352 | PPH | THRUST BLOCK | Type 5 |  |  | DICL | 500 | [20 empty] | Bend
[11 empty] | PPH-TB-003 | 94.039 | PPH | THRUST BLOCK | Type 5 |  |  | DICL | 500 | [20 empty] | Bend
[11 empty] | PPH-TB-004 | 833.013 | PPH | THRUST BLOCK | Type 5 |  |  | DICL | 500 | [20 empty] | Bend
[11 empty] | PPH-TB-005 | 871.821 | PPH | THRUST BLOCK | Type 5 |  |  | DICL | 500 | [20 empty] | Bend
[11 empty] | PPH-TB-006 | 988.07 | PPH | THRUST BLOCK | Type 5 |  |  | DICL | 500 | [20 empty] | Bend
[11 empty] | PPH-TB-007 | 992.261 | PPH | THRUST BLOCK | Type 5 |  |  | DICL | 500 | [20 empty] | Bend
[11 empty] | PHW-TB-001 | 18.832 | PHW | THRUST BLOCK | Type 7 |  |  | DICL | 600 | [20 empty] | Bend
[11 empty] | PHW-TB-002 | 848.792 | PHW | THRUST BLOCK | Type 7 |  |  | DICL | 600 | [20 empty] | Bend
[11 empty] | PHW-TB-003 | 899.995 | PHW | THRUST BLOCK | Type 6 |  |  | DICL | 600 | [20 empty] | Bend
[11 empty] | PHW-TB-004 | 1086.423 | PHW | THRUST BLOCK | Type 6 |  |  | DICL | 600 | [20 empty] | Bend
[11 empty] | PHW-TB-005 | 1137.626 | PHW | THRUST BLOCK | Type 3 |  |  | DICL | 600 | [20 empty] | Bend
[11 empty] | PHW-TB-006 | 1256.696 | PHW | THRUST BLOCK | Type 3 |  |  | DICL | 600 | [20 empty] | Bend
[11 empty] | PHW-TB-007 | 1265.039 | PHW | THRUST BLOCK | Type 1 |  |  | DICL | 600 | [20 empty] | Bend
[11 empty] | PHW-TB-008 | 1451.029 | PHW | THRUST BLOCK | Type 1 |  |  | DICL | 600 | [20 empty] | Bend
[11 empty] | PHW-TB-009 | 1471.052 | PHW | THRUST BLOCK | Type 8 |  |  | DICL | 600 | [20 empty] | Bend
[11 empty] | PHW-TB-010 | 1675.935 | PHW | THRUST BLOCK | Type 10 |  |  | DICL | 600 | [20 empty] | Bend
[11 empty] | PHW-TB-011 | 1733.958 | PHW | THRUST BLOCK | Type 10 |  |  | MSCL | 650 | [20 empty] | Bend
[11 empty] | PHW-TB-012 | 1802.818 | PHW | THRUST BLOCK | Type 1 |  |  | DICL | 600 | [20 empty] | Bend
[11 empty] | PHW-TB-013 | 1870.316 | PHW | THRUST BLOCK | Type 2 |  |  | DICL | 600 | [20 empty] | Bend
[11 empty] | PHW-TB-014 | 1878.593 | PHW | THRUST BLOCK | Type 3 |  |  | DICL | 600 | [20 empty] | Bend
[11 empty] | PHW-TB-015 | 2029.495 | PHW | THRUST BLOCK | Type 3 |  |  | DICL | 600 | [20 empty] | Bend
[11 empty] | PHW-TB-016 | 2036.932 | PHW | THRUST BLOCK | Type 2 |  |  | MSCL | 650 | [20 empty] | Bend
[11 empty] | PHW-TB-017 | 2336.958 | PHW | THRUST BLOCK | Type 2 |  |  | DICL | 600 | [20 empty] | Bend
[11 empty] | PHW-TB-018 | 2500.706 | PHW | THRUST BLOCK | Type 6 |  |  | MSCL | 650 | [20 empty] | Bend
[11 empty] | PHW-TB-019 | 2536.539 | PHW | THRUST BLOCK | Type 5 |  |  | DICL | 600 | [20 empty] | Bend
[11 empty] | PHW-TB-020 | 2667.545 | PHW | THRUST BLOCK | Type 4 |  |  | DICL | 600 | [20 empty] | Bend
[11 empty] | PHW-TB-021 | 2679.259 | PHW | THRUST BLOCK | Type 7 |  |  | DICL | 600 | [20 empty] | Bend
[11 empty] | PHW-TB-022 | 2793.96 | PHW | THRUST BLOCK | Type 4 |  |  | MSCL | 650 | [20 empty] | Bend
[11 empty] | PHW-TB-023 | 2802.89 | PHW | THRUST BLOCK | Type 5 |  |  | MSCL | 650 | [20 empty] | Bend
[11 empty] | PHW-TB-024 | 2819.519 | PHW | THRUST BLOCK | Type 6 |  |  | DICL | 600 | [20 empty] | Bend
[11 empty] | PHW-TB-025 | 3354.973 | PHW | THRUST BLOCK | Type 3 |  |  | DICL | 600 | [20 empty] | Bend
[11 empty] | PHW-TB-026 | 3534.937 | PHW | THRUST BLOCK | Type 4 |  |  | MSCL | 650 | [20 empty] | Bend
[11 empty] | PHW-TB-027 | 3549.714 | PHW | THRUST BLOCK | Type 5 |  |  | DICL | 600 | [20 empty] | Bend
[11 empty] | PHW-TB-028 | 3833.98 | PHW | THRUST BLOCK | Type 9 |  |  | DICL | 600 | [20 empty] | Bend
[11 empty] | PHW-TB-029 | 3843.886 | PHW | THRUST BLOCK | Type 5 |  |  | DICL | 600 | [20 empty] | Bend
[11 empty] | PHW-TB-030 | 3858.762 | PHW | THRUST BLOCK | Type 6 |  |  | DICL | 600 | [20 empty] | Bend
[11 empty] | PHW-TB-031 | 4304.94 | PHW | THRUST BLOCK | Type 7 |  |  | DICL | 600 | [20 empty] | Bend
[11 empty] | PHW-TB-032 | 4409.494 | PHW | THRUST BLOCK | Type 4 |  |  | DICL | 600 | [20 empty] | Bend
[11 empty] | PHW-TB-033 | 4413.12 | PHW | THRUST BLOCK | Type 9 |  |  | DICL | 600 | [20 empty] | Bend
[11 empty] | PHW-TB-034 | 4859.322 | PHW | THRUST BLOCK | Type 5 |  |  | DICL | 600 | [20 empty] | Bend
[11 empty] | PHW-TB-035 | 5356.119 | PHW | THRUST BLOCK | Type 7 |  |  | DICL | 600 | [20 empty] | Bend
[11 empty] | PHW-TB-036 | 5386.241 | PHW | THRUST BLOCK | Type 5 |  |  | DICL | 600 | [20 empty] | Bend
[11 empty] | PHW-TB-037 | 5498.469 | PHW | THRUST BLOCK | Type 7 |  |  | DICL | 600 | [20 empty] | Bend
[11 empty] | PHW-TB-038 | 5641.654 | PHW | THRUST BLOCK | Type 9 |  |  | DICL | 600 | [20 empty] | Bend
[11 empty] | PHW-TB-039 | 5719.91 | PHW | THRUST BLOCK | Type 7 |  |  | DICL | 600 | [20 empty] | Bend
[11 empty] | PHW-TB-040 | 5823.561 | PHW | THRUST BLOCK | Type 9 |  |  | DICL | 600 | [20 empty] | Bend
[11 empty] | PHW-TB-041 | 5851.91 | PHW | THRUST BLOCK | Type 7 |  |  | DICL | 600 | [20 empty] | Bend
[11 empty] | PHW-TB-042 | 5909.993 | PHW | THRUST BLOCK | Type 5 |  |  | DICL | 600 | [20 empty] | Bend
[11 empty] | PHW-TB-043 | 6101.187 | PHW | THRUST BLOCK | Type 7 |  |  | DICL | 600 | [20 empty] | Bend
[11 empty] | PHW-TB-044 | 6181.401 | PHW | THRUST BLOCK | Type 7 |  |  | MSCL | 650 | [20 empty] | Bend
[11 empty] | PHW-TB-045 | 7780.848 | PHW | THRUST BLOCK | Type 7 |  |  | DICL | 600 | [20 empty] | Bend
[11 empty] | PHW-TB-046 | 7936.403 | PHW | THRUST BLOCK | Type 4 |  |  | DICL | 600 | [20 empty] | Bend
[11 empty] | PHW-TB-047 | 8345.315 | PHW | THRUST BLOCK | Type 7 |  |  | DICL | 600 | [20 empty] | Bend
[11 empty] | PHW-TB-048 | 8350.305 | PHW | THRUST BLOCK | Type 5 |  |  | DICL | 600 | [20 empty] | Bend
[11 empty] | PHW-TB-049 | 8676.185 | PHW | THRUST BLOCK | Type 7 |  |  | DICL | 600 | [20 empty] | Bend
[11 empty] | PHW-TB-050 | 8768.417 | PHW | THRUST BLOCK | Type 5 |  |  | DICL | 600 | [20 empty] | Bend
[11 empty] | PHW-TB-051 | 9056.494 | PHW | THRUST BLOCK | Type 5 |  |  | DICL | 600 | [20 empty] | Bend
[11 empty] | PHW-TB-052 | 9146.86 | PHW | THRUST BLOCK | Type 7 |  |  | DICL | 600 | [20 empty] | Bend
[11 empty] | PHW-TB-053 | 9411.852 | PHW | THRUST BLOCK | Type 7 |  |  | DICL | 600 | [20 empty] | Bend
[11 empty] | PHW-TB-054 | 9422.385 | PHW | THRUST BLOCK | Type 4 |  |  | DICL | 600 | [20 empty] | Bend
[11 empty] | PHW-TB-055 | 9885.483 | PHW | THRUST BLOCK | Type 10 |  |  | DICL | 600 | [20 empty] | Bend
[11 empty] | PHW-TB-056 | 9979.18 | PHW | THRUST BLOCK | Type 6 |  |  | DICL | 600 | [20 empty] | Bend
[11 empty] | PHW-TB-057 | 9984.731 | PHW | THRUST BLOCK | Type 4 |  |  | DICL | 600 | [20 empty] | Bend
[11 empty] | PHW-TB-058 | 10177.634 | PHW | THRUST BLOCK | Type 4 |  |  | DICL | 600 | [20 empty] | Bend
[11 empty] | PHW-TB-059 | 10319.973 | PHW | THRUST BLOCK | Type 4 |  |  | DICL | 600 | [20 empty] | Bend
[11 empty] | PHW-TB-060 | 10337.161 | PHW | THRUST BLOCK | Type 6 |  |  | DICL | 600 | [20 empty] | Bend
[11 empty] | PHW-TB-061 | 10378.599 | PHW | THRUST BLOCK | Type 4 |  |  | DICL | 600 | [20 empty] | Bend
[11 empty] | PHW-TB-062 | 10459.505 | PHW | THRUST BLOCK | Type 1 |  |  | DICL | 600 | [20 empty] | Bend
[11 empty] | PHW-TB-063 | 10699.881 | PHW | THRUST BLOCK | Type 3 |  |  | DICL | 600 | [20 empty] | Bend
[11 empty] | PHW-TB-064 | 11370.095 | PHW | THRUST BLOCK | Type 6 |  |  | DICL | 600 | [20 empty] | Bend
[11 empty] | PHW-TB-065 | 11382.203 | PHW | THRUST BLOCK | Type 4 |  |  | MSCL | 650 | [20 empty] | Bend
[11 empty] | PHW-TB-066 | 11589.46 | PHW | THRUST BLOCK | Type 4 |  |  | MSCL | 650 | [20 empty] | Bend
[11 empty] | PHW-TB-067 | 13230.192 | PHW | THRUST BLOCK | Type 4 |  |  | DICL | 600 | [20 empty] | Bend
[11 empty] | PHW-TB-068 | 13238.609 | PHW | THRUST BLOCK | Type 7 |  |  | DICL | 600 | [20 empty] | Bend
[11 empty] | PHW-TB-069 | 13674.348 | PHW | THRUST BLOCK | Type 1 |  |  | DICL | 600 | [20 empty] | Bend
[11 empty] | PHW-TB-070 | 14107.829 | PHW | THRUST BLOCK | Type 1 |  |  | DICL | 600 | [20 empty] | Bend
[11 empty] | PHW-TB-071 | 14119.348 | PHW | THRUST BLOCK | Type 10 |  |  | DICL | 600 | [20 empty] | Bend
[11 empty] | PHW-TB-072 | 17043.684 | PHW | THRUST BLOCK | Type 1 |  |  | MSCL | 650 | [20 empty] | Bend
[11 empty] | PHW-TB-073 | 18060.322 | PHW | THRUST BLOCK | Type 1 |  |  | DICL | 600 | [20 empty] | Bend
[11 empty] | PHW-TB-074 | 18066.852 | PHW | THRUST BLOCK | Type 4 |  |  | DICL | 600 | [20 empty] | Bend
[11 empty] | PHW-TB-075 | 18577.023 | PHW | THRUST BLOCK | Type 4 |  |  | DICL | 600 | [20 empty] | Bend
[11 empty] | PHW-TB-076 | 18590.921 | PHW | THRUST BLOCK | Type 11 |  |  | DICL | 600 | [20 empty] | Bend
[11 empty] | PWG-TB-001 | 0.548 | PWG | THRUST BLOCK | Type 9 |  |  | DICL | 375 | [20 empty] | Bend
[11 empty] | PWG-TB-002 | 14.172 | PWG | THRUST BLOCK | Type 5 |  |  | DICL | 375 | [20 empty] | Bend
[11 empty] | PWG-TB-003 | 42.513 | PWG | THRUST BLOCK | Type 7 |  |  | DICL | 375 | [20 empty] | Bend
[11 empty] | PWG-TB-004 | 228.027 | PWG | THRUST BLOCK | Type 6 |  |  | DICL | 375 | [20 empty] | Bend
[11 empty] | PWG-TB-005 | 323.528 | PWG | THRUST BLOCK | Type 6 |  |  | DICL | 375 | [20 empty] | Bend
[11 empty] | PWG-TB-006 | 424.209 | PWG | THRUST BLOCK | Type 7 |  |  | DICL | 375 | [20 empty] | Bend
[11 empty] | PWG-TB-007 | 611.583 | PWG | THRUST BLOCK | Type 7 |  |  | DICL | 375 | [20 empty] | Bend
[11 empty] | PWG-TB-008 | 700.553 | PWG | THRUST BLOCK | Type 7 |  |  | DICL | 375 | [20 empty] | Bend
[11 empty] | PWG-TB-009 | 995.153 | PWG | THRUST BLOCK | Type 5 |  |  | DICL | 375 | [20 empty] | Bend
[11 empty] | PWG-TB-010 | 1488.93 | PWG | THRUST BLOCK | Type 5 |  |  | DICL | 375 | [20 empty] | Bend
[11 empty] | PWG-TB-011 | 1507.505 | PWG | THRUST BLOCK | Type 7 |  |  | DICL | 375 | [20 empty] | Bend
[11 empty] | PWG-TB-012 | 1570.993 | PWG | THRUST BLOCK | Type 7 |  |  | DICL | 375 | [20 empty] | Bend
[11 empty] | PWG-TB-013 | 1630.183 | PWG | THRUST BLOCK | Type 5 |  |  | DICL | 375 | [20 empty] | Bend
[11 empty] | PWG-TB-014 | 1906.136 | PWG | THRUST BLOCK | Type 6 |  |  | DICL | 375 | [20 empty] | Bend
[11 empty] | PWG-TB-015 | 2596.042 | PWG | THRUST BLOCK | Type 6 |  |  | DICL | 375 | [20 empty] | Bend
[11 empty] | PWG-TB-016 | 2691.626 | PWG | THRUST BLOCK | Type 7 |  |  | DICL | 375 | [20 empty] | Bend
[11 empty] | PWG-TB-017 | 2916.826 | PWG | THRUST BLOCK | Type 9 |  |  | DICL | 375 | [20 empty] | Bend
[11 empty] | PWG-TB-018 | 4005.999 | PWG | THRUST BLOCK | Type 11 |  |  | DICL | 375 | [20 empty] | Bend
[11 empty] | PWG-TB-019 | 5442.668 | PWG | THRUST BLOCK | Type 11 |  |  | DICL | 375 | [20 empty] | Bend
[11 empty] | PWG-TB-020 | 5475.997 | PWG | THRUST BLOCK | Type 7 |  |  | MSCL | 450 | [20 empty] | Bend
[11 empty] | PWG-TB-021 | 7122.979 | PWG | THRUST BLOCK | Type 7 |  |  | DICL | 375 | [20 empty] | Bend
[11 empty] | PWG-TB-022 | 7177.914 | PWG | THRUST BLOCK | Type 6 |  |  | DICL | 375 | [20 empty] | Bend
[11 empty] | PWG-TB-023 | 7542.564 | PWG | THRUST BLOCK | Type 6 |  |  | MSCL | 450 | [20 empty] | Bend
[11 empty] | PWG-TB-024 | 7546.037 | PWG | THRUST BLOCK | Type 6 |  |  | MSCL | 450 | [20 empty] | Bend
[11 empty] | PWG-TB-025 | 7583.581 | PWG | THRUST BLOCK | Type 6 |  |  | DICL | 375 | [20 empty] | Bend
[11 empty] | RHF-TB-001 |  | RHF | THRUST BLOCK | RHF TYPE 1 | [24 empty] | Facility (RHF) - not in pipeline index
[11 empty] | RHF-TB-002 |  | RHF | THRUST BLOCK | RHF TYPE 1 | [24 empty] | Facility (RHF) - not in pipeline index
[11 empty] | RHF-TB-003 |  | RHF | THRUST BLOCK | RHF TYPE 3 | [24 empty] | Facility (RHF) - not in pipeline index
[11 empty] | RHF-TB-004 |  | RHF | THRUST BLOCK | RHF TYPE 2 | [24 empty] | Facility (RHF) - not in pipeline index
[11 empty] | RHF-TB-005 |  | RHF | THRUST BLOCK | RHF TYPE 1 | [24 empty] | Facility (RHF) - not in pipeline index
[11 empty] | RHF-TB-006 |  | RHF | THRUST BLOCK | RHF TYPE 4 | [24 empty] | Facility (RHF) - not in pipeline index
[11 empty] | RHF-TB-007 |  | RHF | THRUST BLOCK | RHF TYPE 4 | [24 empty] | Facility (RHF) - not in pipeline index
| + | [9 empty] | RHF-TB-008 |  | RHF | THRUST BLOCK | RHF TYPE 2 | [24 empty] | Facility (RHF) - not in pipeline index
[11 empty] | RHF-TB-009 |  | RHF | THRUST BLOCK | RHF TYPE 1 | [24 empty] | Facility (RHF) - not in pipeline index
[11 empty] | RHF-TB-010 |  | RHF | THRUST BLOCK | RHF TYPE 4 | [24 empty] | Facility (RHF) - not in pipeline index
[11 empty] | RHF-TB-011 |  | RHF | THRUST BLOCK | RHF TYPE 4 | [24 empty] | Facility (RHF) - not in pipeline index
[11 empty] | RHF-TB-012 |  | RHF | THRUST BLOCK | RHF TYPE 1 | [24 empty] | Facility (RHF) - not in pipeline index
[11 empty] | RHF-TB-013 |  | RHF | THRUST BLOCK | TYPE 1 | [24 empty] | Facility (RHF) - not in pipeline index
[11 empty] | PWG-TB-026 | 7587.138 | PWG | THRUST BLOCK | Type 6 |  |  | DICL | 375 | [20 empty] | Bend
[11 empty] | PWG-TB-027 | 7618.704 | PWG | THRUST BLOCK | Type 7 |  |  | DICL | 375 | [20 empty] | Bend
[11 empty] | PWG-TB-028 | 7619.979 | PWG | THRUST BLOCK | Type 11 |  |  | DICL | 375 | [20 empty] | Bend
[11 empty] | PWG-TB-029 | 7646.073 | PWG | THRUST BLOCK | Type 11 |  |  | DICL | 375 | [20 empty] | Bend
[11 empty] | PWG-TB-030 | 7862.684 | PWG | THRUST BLOCK | Type 7 |  |  | DICL | 375 | [20 empty] | Bend
[11 empty] | PWG-TB-031 | 7910.66 | PWG | THRUST BLOCK | Type 7 |  |  | DICL | 375 | [20 empty] | Bend
[11 empty] | PWG-TB-032 | 7957.939 | PWG | THRUST BLOCK | Type 7 |  |  | DICL | 375 | [20 empty] | Bend
[11 empty] | PWG-TB-033 | 7973.15 | PWG | THRUST BLOCK | Type 7 |  |  | DICL | 375 | [20 empty] | Bend
[11 empty] | PWG-TB-034 | 8109.465 | PWG | THRUST BLOCK | Type 7 |  |  | DICL | 375 | [20 empty] | Bend
[11 empty] | PWG-TB-035 | 8202.694 | PWG | THRUST BLOCK | Type 7 |  |  | DICL | 375 | [20 empty] | Bend
[11 empty] | PWG-TB-036 | 8245.381 | PWG | THRUST BLOCK | Type 7 |  |  | DICL | 375 | [20 empty] | Bend
[11 empty] | PWG-TB-037 | 8288.124 | PWG | THRUST BLOCK | Type 6 |  |  | DICL | 375 | [20 empty] | Bend
[11 empty] | PWG-TB-038 | 8465.757 | PWG | THRUST BLOCK | Type 9 |  |  | MSCL | 450 | [20 empty] | Bend
[11 empty] | PWG-TB-039 | 8481.865 | PWG | THRUST BLOCK | Type 4 |  |  | DICL | 375 | [20 empty] | Bend
[11 empty] | PWG-TB-040 | 8485.834 | PWG | THRUST BLOCK | Type 6 |  |  | DICL | 375 | [20 empty] | Bend
[11 empty] | PWG-TB-041 | 8545.354 | PWG | THRUST BLOCK | Type 6 |  |  | DICL | 375 | [20 empty] | Bend
[11 empty] | PWG-TB-042 | 8547.89 | PWG | THRUST BLOCK | Type 6 |  |  | DICL | 375 | [20 empty] | Bend
[11 empty] | PWG-TB-043 | 9455.661 | PWG | THRUST BLOCK | Type 7 |  |  | DICL | 375 | [20 empty] | Bend
[11 empty] | PWG-TB-044 | 10741.055 | PWG | THRUST BLOCK | Type 7 |  |  | DICL | 375 | [20 empty] | Bend
[11 empty] | PWG-TB-045 | 10780.713 | PWG | THRUST BLOCK | Type 7 |  |  | DICL | 375 | [20 empty] | Bend
[11 empty] | PWG-TB-046 | 11468.159 | PWG | THRUST BLOCK | Type 7 |  |  | DICL | 375 | [20 empty] | Bend
[11 empty] | PWG-TB-047 | 11759.158 | PWG | THRUST BLOCK | Type 7 |  |  | DICL | 375 | [20 empty] | Bend
[11 empty] | PWG-TB-048 | 11768.094 | PWG | THRUST BLOCK | Type 7 |  |  | DICL | 375 | [20 empty] | Bend
[11 empty] | PWG-TB-049 | 11773.094 | PWG | THRUST BLOCK | Type 7 |  |  | DICL | 375 | [20 empty] | Bend
[11 empty] | PWG-TB-050 | 11782.037 | PWG | THRUST BLOCK | Type 7 |  |  | DICL | 375 | [20 empty] | Bend
[11 empty] | PWG-TB-051 | 12099.939 | PWG | THRUST BLOCK | Type 7 |  |  | DICL | 375 | [20 empty] | Bend
[11 empty] | PWG-TB-052 | 12694.713 | PWG | THRUST BLOCK | Type 5 |  |  | DICL | 375 | [20 empty] | Bend
[11 empty] | PWG-TB-053 | 12747.863 | PWG | THRUST BLOCK | Type 5 |  |  | DICL | 375 | [20 empty] | Bend
[11 empty] | PWG-TB-054 | 12782.914 | PWG | THRUST BLOCK | Type 7 |  |  | DICL | 375 | [20 empty] | Bend
[11 empty] | PWG-TB-055 | 13394.686 | PWG | THRUST BLOCK | Type 9 |  |  | DICL | 375 | [20 empty] | Bend
[11 empty] | PWG-TB-056 | 13416.368 | PWG | THRUST BLOCK | Type 7 |  |  | DICL | 375 | [20 empty] | Bend
[11 empty] | PWG-TB-057 | 14076.214 | PWG | THRUST BLOCK | Type 11 |  |  | MSCL | 450 | [20 empty] | Bend
[11 empty] | PWG-TB-058 | 14139.442 | PWG | THRUST BLOCK | Type 10 |  |  | MSCL | 450 | [20 empty] | Bend
[11 empty] | PWG-TB-059 | 14178.758 | PWG | THRUST BLOCK | Type 10 |  |  | MSCL | 450 | [20 empty] | Bend
[11 empty] | PWG-TB-060 | 14883.12 | PWG | THRUST BLOCK | Type 7 |  |  | DICL | 375 | [20 empty] | Bend
[11 empty] | PWG-TB-061 | 16429.262 | PWG | THRUST BLOCK | Type 7 |  |  | DICL | 375 | [20 empty] | Bend
[11 empty] | PWG-TB-062 | 16975.581 | PWG | THRUST BLOCK | Type 7 |  |  | DICL | 375 | [20 empty] | Bend
[11 empty] | PWG-TB-063 | 16982.79 | PWG | THRUST BLOCK | Type 7 |  |  | DICL | 375 | [20 empty] | Bend
[11 empty] | PWG-TB-064 | 17433.278 | PWG | THRUST BLOCK | Type 6 |  |  | DICL | 375 | [20 empty] | Bend
[11 empty] | PWG-TB-065 | 17830.527 | PWG | THRUST BLOCK | Type 7 |  |  | DICL | 375 | [20 empty] | Bend
[11 empty] | PWG-TB-066 | 18027.533 | PWG | THRUST BLOCK | Type 7 |  |  | DICL | 375 | [20 empty] | Bend
[11 empty] | PWG-TB-067 | 18096.401 | PWG | THRUST BLOCK | Type 7 |  |  | DICL | 375 | [20 empty] | Bend
[11 empty] | PWG-TB-068 | 18147.994 | PWG | THRUST BLOCK | Type 5 |  |  | DICL | 375 | [20 empty] | Bend
[11 empty] | PWG-TB-069 | 18150.734 | PWG | THRUST BLOCK | Type 5 |  |  | DICL | 375 | [20 empty] | Bend
[11 empty] | PWG-TB-070 | 18181.794 | PWG | THRUST BLOCK | Type 6 |  |  | DICL | 375 | [20 empty] | Bend
[11 empty] | PWG-TB-071 | 18190.097 | PWG | THRUST BLOCK | Type 6 |  |  | DICL | 375 | [20 empty] | Bend
[11 empty] | PWG-TB-072 | 18785.871 | PWG | THRUST BLOCK | Type 9 |  |  | DICL | 375 | [20 empty] | Bend
[11 empty] | PWG-TB-073 | 20066.024 | PWG | THRUST BLOCK | Type 7 |  |  | DICL | 375 | [20 empty] | Bend
[11 empty] | PWG-TB-074 | 20282.529 | PWG | THRUST BLOCK | Type 7 |  |  | DICL | 375 | [20 empty] | Bend
[11 empty] | PWG-TB-075 | 20818.272 | PWG | THRUST BLOCK | Type 6 |  |  | DICL | 375 | [20 empty] | Bend
[11 empty] | PWG-TB-076 | 20947.014 | PWG | THRUST BLOCK | Type 7 |  |  | DICL | 375 | [20 empty] | Bend
[11 empty] | PWG-TB-077 | 21445.551 | PWG | THRUST BLOCK | Type 7 |  |  | DICL | 375 | [20 empty] | Bend
[11 empty] | PWG-TB-078 | 21581.657 | PWG | THRUST BLOCK | Type 7 |  |  | DICL | 375 | [20 empty] | Bend
[11 empty] | PWG-TB-079 | 21602.601 | PWG | THRUST BLOCK | Type 7 |  |  | DICL | 375 | [20 empty] | Bend
[11 empty] | PWG-TB-080 | 21631.157 | PWG | THRUST BLOCK | Type 7 |  |  | DICL | 375 | [20 empty] | Bend
[11 empty] | PWG-TB-081 | 22176.234 | PWG | THRUST BLOCK | Type 7 |  |  | DICL | 375 | [20 empty] | Bend
[11 empty] | PWG-TB-082 | 22504.051 | PWG | THRUST BLOCK | Type 7 |  |  | DICL | 375 | [20 empty] | Bend
[11 empty] | PWG-TB-083 | 22650.05 | PWG | THRUST BLOCK | Type 7 |  |  | DICL | 375 | [20 empty] | Bend
[11 empty] | PWG-TB-084 | 23112.75 | PWG | THRUST BLOCK | Type 7 |  |  | DICL | 375 | [20 empty] | Bend
[11 empty] | PWG-TB-085 | 23373.352 | PWG | THRUST BLOCK | Type 7 |  |  | DICL | 375 | [20 empty] | Bend
[11 empty] | PWG-TB-086 | 23414.166 | PWG | THRUST BLOCK | Type 7 |  |  | DICL | 375 | [20 empty] | Bend
[11 empty] | PWG-TB-087 | 23666.289 | PWG | THRUST BLOCK | Type 7 |  |  | DICL | 375 | [20 empty] | Bend
[11 empty] | PWG-TB-088 | 23999.457 | PWG | THRUST BLOCK | Type 7 |  |  | DICL | 375 | [20 empty] | Bend
[11 empty] | PWG-TB-089 | 24426.9 | PWG | THRUST BLOCK | Type 5 |  |  | DICL | 375 | [20 empty] | Bend
[11 empty] | PWG-TB-090 | 24713.951 | PWG | THRUST BLOCK | Type 5 |  |  | DICL | 375 | [20 empty] | Bend
[11 empty] | PWG-TB-091 | 24909.165 | PWG | THRUST BLOCK | Type 7 |  |  | DICL | 375 | [20 empty] | Bend
[11 empty] | PWG-TB-092 | 25129.481 | PWG | THRUST BLOCK | Type 5 |  |  | DICL | 375 | [20 empty] | Bend
[11 empty] | PWG-TB-093 | 25162.559 | PWG | THRUST BLOCK | Type 4 |  |  | DICL | 375 | [20 empty] | Bend
[11 empty] | PWG-TB-094 | 25169.588 | PWG | THRUST BLOCK | Type 5 |  |  | DICL | 375 | [20 empty] | Bend
[11 empty] | PWG-TB-095 | 25391.145 | PWG | THRUST BLOCK | Type 7 |  |  | DICL | 375 | [20 empty] | Bend
[11 empty] | PWG-TB-096 | 25800.795 | PWG | THRUST BLOCK | Type 5 |  |  | DICL | 375 | [20 empty] | Bend
[11 empty] | PWG-TB-097 | 25804.926 | PWG | THRUST BLOCK | Type 5 |  |  | DICL | 375 | [20 empty] | Bend
[11 empty] | PWG-TB-098 | 25817.226 | PWG | THRUST BLOCK | Type 7 |  |  | DICL | 375 | [20 empty] | Bend
[11 empty] | PWG-TB-099 | 26038.676 | PWG | THRUST BLOCK | Type 7 |  |  | DICL | 375 | [20 empty] | Bend
[11 empty] | PWG-TB-100 | 26195.427 | PWG | THRUST BLOCK | Type 7 |  |  | DICL | 375 | [20 empty] | Bend
[11 empty] | PWG-TB-101 | 26560.798 | PWG | THRUST BLOCK | Type 7 |  |  | DICL | 375 | [20 empty] | Bend
[11 empty] | PWG-TB-102 | 26662.937 | PWG | THRUST BLOCK | Type 7 |  |  | DICL | 375 | [20 empty] | Bend
[11 empty] | PWG-TB-103 | 230.031 | PWG | THRUST BLOCK | Type 7 |  |  | DICL | 150 | [20 empty] | Tee
[11 empty] | PWG-TB-104 | 702.553 | PWG | THRUST BLOCK | Type 7 |  |  | DICL | 150 | [20 empty] | Tee
[11 empty] | PWG-TB-105 | 7092.671 | PWG | THRUST BLOCK | Type 7 |  |  | DICL | 150 | [20 empty] | Tee
[11 empty] | PWG-TB-106 | 8908.151 | PWG | THRUST BLOCK | Type 7 |  |  | DICL | 150 | [20 empty] | Tee
[11 empty] | PWG-TB-107 | 9473.063 | PWG | THRUST BLOCK | Type 7 |  |  | DICL | 150 | [20 empty] | Tee
[11 empty] | PWG-TB-108 | 10553.492 | PWG | THRUST BLOCK | Type 7 |  |  | DICL | 150 | [20 empty] | Tee
[11 empty] | PWG-TB-109 | 12687.754 | PWG | THRUST BLOCK | Type 7 |  |  | DICL | 150 | [20 empty] | Tee
[11 empty] | PWG-TB-110 | 13188.911 | PWG | THRUST BLOCK | Type 7 |  |  | DICL | 150 | [20 empty] | Tee
[11 empty] | PWG-TB-111 | 14143.438 | PWG | THRUST BLOCK | Type 6 |  |  | DICL | 150 | [20 empty] | Tee
[11 empty] | PWG-TB-112 | 14224.068 | PWG | THRUST BLOCK | Type 6 |  |  | DICL | 150 | [20 empty] | Tee
[11 empty] | PWG-TB-113 | 15788.534 | PWG | THRUST BLOCK | Type 7 |  |  | DICL | 150 | [20 empty] | Tee
[11 empty] | PWG-TB-114 | 18149.44 | PWG | THRUST BLOCK | Type 7 |  |  | DICL | 150 | [20 empty] | Tee
[11 empty] | PWG-TB-115 | 18772.846 | PWG | THRUST BLOCK | Type 7 |  |  | DICL | 150 | [20 empty] | Tee
[11 empty] | PWG-TB-116 | 19641.881 | PWG | THRUST BLOCK | Type 7 |  |  | DICL | 150 | [20 empty] | Tee
[11 empty] | PWG-TB-117 | 20287.711 | PWG | THRUST BLOCK | Type 7 |  |  | DICL | 150 | [20 empty] | Tee
[11 empty] | PWG-TB-118 | 21452.237 | PWG | THRUST BLOCK | Type 7 |  |  | DICL | 150 | [20 empty] | Tee
[11 empty] | PWG-TB-119 | 22316.144 | PWG | THRUST BLOCK | Type 7 |  |  | DICL | 150 | [20 empty] | Tee
[11 empty] | PWG-TB-120 | 22680.903 | PWG | THRUST BLOCK | Type 7 |  |  | DICL | 150 | [20 empty] | Tee
[11 empty] | PWG-TB-121 | 23376.417 | PWG | THRUST BLOCK | Type 7 |  |  | DICL | 150 | [20 empty] | Tee
[11 empty] | PWG-TB-122 | 24206.919 | PWG | THRUST BLOCK | Type 7 |  |  | DICL | 150 | [20 empty] | Tee
[11 empty] | PWG-TB-123 | 25018.345 | PWG | THRUST BLOCK | Type 7 |  |  | DICL | 150 | [20 empty] | Tee
[11 empty] | PWG-TB-124 | 25792.787 | PWG | THRUST BLOCK | Type 7 |  |  | DICL | 150 | [20 empty] | Tee
[11 empty] | PWG-TB-125 | 26041.176 | PWG | THRUST BLOCK | Type 7 |  |  | DICL | 150 | [20 empty] | Tee
[11 empty] | PWG-TB-126 | 4040.672 | PWG | THRUST BLOCK | Type 12 |  |  |  | 375 | [20 empty] | Isolation Valve
[11 empty] | PWG-TB-127 | 7536.828 | PWG | THRUST BLOCK | Type 13 |  |  |  | 375 | [20 empty] | Isolation Valve
[11 empty] | PWG-TB-128 | 8475.323 | PWG | THRUST BLOCK | Type 13 |  |  |  | 375 | [20 empty] | Isolation Valve
[11 empty] | PWG-TB-129 | 8562.951 | PWG | THRUST BLOCK | Type 13 |  |  |  | 375 | [20 empty] | Isolation Valve
[11 empty] | PWG-TB-130 | 13366.211 | PWG | THRUST BLOCK | Type 13 |  |  |  | 375 | [20 empty] | Isolation Valve
[11 empty] | PWG-TB-131 | 22075.201 | PWG | THRUST BLOCK | Type 13 |  |  |  | 375 | [20 empty] | Isolation Valve
[11 empty] | PWG-TB-132 | 99.181 | PWG | THRUST BLOCK | 2 x Type 13 |  |  |  | 375 | [20 empty] | Pigging Station
[11 empty] | PWG-TB-133 | 7595.718 | PWG | THRUST BLOCK | 2 x Type 13 |  |  |  | 375 | [20 empty] | Pigging Station
[11 empty] | PWG-TB-134 | 17865.623 | PWG | THRUST BLOCK | 2 x Type 13 |  |  |  | 375 | [20 empty] | Pigging Station
[11 empty] | PHW-TB-077 | 1261.832 | PHW | THRUST BLOCK | Type 7 |  |  | DICL | 150 | [20 empty] | Tee
[11 empty] | PHW-TB-078 | 1727.817 | PHW | THRUST BLOCK | Type 6 |  |  | DICL | 150 | [20 empty] | Tee
[11 empty] | PHW-TB-079 | 2746.277 | PHW | THRUST BLOCK | Type 7 |  |  | DICL | 150 | [20 empty] | Tee
[11 empty] | PHW-TB-080 | 3558.423 | PHW | THRUST BLOCK | Type 7 |  |  | DICL | 150 | [20 empty] | Tee
[11 empty] | PHW-TB-081 | 4470 | PHW | THRUST BLOCK | Type 7 |  |  | DICL | 150 | [20 empty] | Tee
[11 empty] | PHW-TB-082 | 4661.417 | PHW | THRUST BLOCK | Type 7 |  |  | DICL | 150 | [20 empty] | Tee
[11 empty] | PHW-TB-083 | 4961.176 | PHW | THRUST BLOCK | Type 7 |  |  | DICL | 150 | [20 empty] | Tee
[11 empty] | PHW-TB-084 | 6796.976 | PHW | THRUST BLOCK | Type 7 |  |  | DICL | 150 | [20 empty] | Tee
[11 empty] | PHW-TB-085 | 8197.671 | PHW | THRUST BLOCK | Type 7 |  |  | DICL | 150 | [20 empty] | Tee
[11 empty] | PHW-TB-086 | 10103.635 | PHW | THRUST BLOCK | Type 7 |  |  | DICL | 150 | [20 empty] | Tee
[11 empty] | PHW-TB-087 | 11396.642 | PHW | THRUST BLOCK | Type 7 |  |  | DICL | 150 | [20 empty] | Tee
[11 empty] | PHW-TB-088 | 11596.46 | PHW | THRUST BLOCK | Type 7 |  |  | DICL | 150 | [20 empty] | Tee
[11 empty] | PHW-TB-089 | 13125.991 | PHW | THRUST BLOCK | Type 7 |  |  | DICL | 150 | [20 empty] | Tee
[11 empty] | PHW-TB-090 | 15248.457 | PHW | THRUST BLOCK | Type 7 |  |  | DICL | 150 | [20 empty] | Tee
[11 empty] | PHW-TB-091 | 17038.094 | PHW | THRUST BLOCK | Type 6 |  |  | DICL | 150 | [20 empty] | Tee
[11 empty] | PHW-TB-092 | 17984.612 | PHW | THRUST BLOCK | Type 6 |  |  | DICL | 150 | [20 empty] | Tee
[11 empty] | PHW-TB-093 | 842.62 | PHW | THRUST BLOCK | Type 12 |  |  |  | 600 | [20 empty] | Isolation Valve
[11 empty] | PHW-TB-094 | 2019.495 | PHW | THRUST BLOCK | Type 12 |  |  |  | 600 | [20 empty] | Isolation Valve
[11 empty] | PHW-TB-095 | 2140.173 | PHW | THRUST BLOCK | Type 12 |  |  |  | 600 | [20 empty] | Isolation Valve
[11 empty] | PHW-TB-096 | 7335.153 | PHW | THRUST BLOCK | Type 12 |  |  |  | 600 | [20 empty] | Isolation Valve
[11 empty] | PHW-TB-097 | 14323.567 | PHW | THRUST BLOCK | Type 12 |  |  |  | 600 | [20 empty] | Isolation Valve
[11 empty] | PHW-TB-098 | 19120.153 | PHW | THRUST BLOCK | Type 14 |  |  |  | 600 | [20 empty] | In-Line
[11 empty] | PHW-TB-099 | 19155.385 | PHW | THRUST BLOCK | Type 14 |  |  |  | 600 | [20 empty] | In-Line
[11 empty] | PHW-TB-100 | 9801.143 | PHW | THRUST BLOCK | 2 x Type 12 |  |  |  | 600 | [20 empty] | Pigging Station
[11 empty] | PHW-TB-101 | 19097.802 | PHW | THRUST BLOCK | 2 x Type 12 |  |  |  | 600 | [20 empty] | Pigging Station
Verbatim rows from Thrust Block Register - T2W_PIPELINE 24-8.xlsm, sheet 'Master Register - LandPartners', rows 6-260. Reloaded 24 Aug 2026; the previous load (121 rows) is preserved in the dated backup. Rows 294-312 of the source (colour legend and the Jemena Port Kembla template residue) are excluded, as in every prior load.

## Src - Trench Type
Located | C&G | TRENCH | Surveyors PtNo | E | N | Z | Survey Code | Actual Chainage | Drawing (START) | Drawing (END) | KP (START) | KP (END) | Trench Type | Total Length Sections (m) | Pipeline Section | Utility Description | Operator | Location | Material | Size (mm) | ID | Proven to Underside of Service | Test Point | C&G Code | Trench Code | Proposed Crossing Method | Parallel or Crossed | Design Drawing | DBYD SEQ | Separation (m) (Minimum 600mm clearance to underside of asset to TOP) | Asset DOC (m) | Pipeline DOC (m) | Depth to Underside of Asset (m) | Crossover | Within | Permit to Excavate Near Assets Required? | Permit/Notification Date | Crossing Permit Required? | Permit/Notification Date (2) | Comments | Trench Type (2) | PWG | PHW | Total (m) | No. of Sections | Source Row
[9 empty] | D-DWG-PHW-001.2 | D-DWG-PHW-001.2 | 0 | 327.039 | 1A | 327.039 | PHW | [25 empty] | 1A | 25128.364 | 16838.593 | 41966.957 | 85 | 6
[9 empty] | D-DWG-PHW-001.2 | D-DWG-PHW-001.2 | 327.039 | 404.862 | 8A | 77.823 | PHW | [25 empty] | 1B/1C | 134.447 | 58.129 | 192.576 | 6 | 7
[9 empty] | D-DWG-PHW-001.2 | D-DWG-PHW-001.2 | 404.862 | 426.39 | 4 | 21.528 | PHW | [25 empty] | 1A/1B/1C | 94.046 | 143.795 | 237.841 | 7 | 8
[9 empty] | D-DWG-PHW-001.2 | D-DWG-PHW-002.2 | 426.39 | 878.592 | 1A | 452.202 | PHW | [25 empty] | 2 | 15 | 25.754 | 40.754 | 4 | 9
[9 empty] | D-DWG-PHW-002.2 | D-DWG-PHW-002.2 | 878.592 | 886.749 | 4 | 8.157 | PHW | [25 empty] | 4 | 432.844 | 683.233 | 1116.077 | 41 | 10
[9 empty] | D-DWG-PHW-002.2 | D-DWG-PHW-002.2 | 886.749 | 955.896 | 7 | 69.147 | PHW | [25 empty] | 4&6 | 60.742 | 0 | 60.742 | 2 | 11
[9 empty] | D-DWG-PHW-002.2 | D-DWG-PHW-002.2 | 955.896 | 960.896 | 4&7 | 5 | PHW | [25 empty] | 4&7 | 18.466 | 28.91 | 47.376 | 4 | 12
[9 empty] | D-DWG-PHW-002.2 | D-DWG-PHW-002.2 | 960.896 | 1092.896 | 7 | 132 | PHW | [25 empty] | 5 | 387.402 | 532.124 | 919.526 | 16 | 13
[9 empty] | D-DWG-PHW-002.2 | D-DWG-PHW-002.2 | 1092.896 | 1116.806 | 4&7 | 23.91 | PHW | [25 empty] | 6 | 91.347 | 83.29 | 174.637 | 8 | 14
[9 empty] | D-DWG-PHW-002.2 | D-DWG-PHW-002.2 | 1116.806 | 1135.078 | 7 | 18.272 | PHW | [25 empty] | 7 | 291.939 | 247.067 | 539.006 | 15 | 15
[9 empty] | D-DWG-PHW-002.2 | D-DWG-PHW-002.2 | 1135.078 | 1142.896 | 1A | 7.818 | PHW | [25 empty] | 8A | 357.868 | 515.844 | 873.712 | 19 | 16
[9 empty] | D-DWG-PHW-002.2 | D-DWG-PHW-002.2 | 1142.896 | 1182.245 | 4 | 39.349 | PHW | [25 empty] | Total | 27012.465 | 19156.739 | 46169.204 | 207 | 17
[9 empty] | D-DWG-PHW-002.2 | D-DWG-PHW-002.2 | 1182.245 | 1217.093 | 1A | 34.848 | PHW | [25 empty] | Check: register total |  |  | 46169.204 | 207 | 18
[9 empty] | D-DWG-PHW-002.2 | D-DWG-PHW-002.2 | 1217.093 | 1232.924 | 4 | 15.831 | PHW | [30 empty] | 19
[9 empty] | D-DWG-PHW-002.2 | D-DWG-PHW-002.2 | 1232.924 | 1255.696 | 8A | 22.772 | PHW | [30 empty] | 20
[9 empty] | D-DWG-PHW-002.2 | D-DWG-PHW-003.2 | 1255.696 | 1733.958 | 1A | 478.262 | PHW | [30 empty] | 21
[9 empty] | D-DWG-PHW-003.2 | D-DWG-PHW-003.2 | 1733.958 | 1787.137 | 5 | 53.179 | PHW | [30 empty] | 22
[9 empty] | D-DWG-PHW-003.2 | D-DWG-PHW-003.2 | 1787.137 | 2036.932 | 1A | 249.795 | PHW | [30 empty] | 23
[9 empty] | D-DWG-PHW-003.2 | D-DWG-PHW-003.2 | 2036.932 | 2038.507 | 4 | 1.575 | PHW | [30 empty] | 24
[9 empty] | D-DWG-PHW-003.2 | D-DWG-PHW-004.2 | 2038.507 | 2110.24 | 8A | 71.733 | PHW | [30 empty] | 25
[9 empty] | D-DWG-PHW-004.2 | D-DWG-PHW-004.2 | 2110.24 | 2122.834 | 4 | 12.594 | PHW | [30 empty] | 26
[9 empty] | D-DWG-PHW-004.2 | D-DWG-PHW-004.2 | 2122.834 | 2468.34 | 1A | 345.506 | PHW | [30 empty] | 27
[9 empty] | D-DWG-PHW-004.2 | D-DWG-PHW-004.2 | 2468.34 | 2500.706 | 4 | 32.366 | PHW | [30 empty] | 28
[9 empty] | D-DWG-PHW-004.2 | D-DWG-PHW-004.2 | 2500.706 | 2791.911 | 1A | 291.205 | PHW | [30 empty] | 29
[9 empty] | D-DWG-PHW-004.2 | D-DWG-PHW-005.2 | 2791.911 | 2813.28 | 4 | 21.369 | PHW | [30 empty] | 30
[9 empty] | D-DWG-PHW-005.2 | D-DWG-PHW-005.2 | 2813.28 | 2846.195 | 1A | 32.915 | PHW | [30 empty] | 31
[9 empty] | D-DWG-PHW-005.2 | D-DWG-PHW-005.2 | 2846.195 | 2881.928 | 4 | 35.733 | PHW | [30 empty] | 32
[9 empty] | D-DWG-PHW-005.2 | D-DWG-PHW-006.2 | 2881.928 | 3534.937 | 1A | 653.009 | PHW | [30 empty] | 33
[9 empty] | D-DWG-PHW-006.2 | D-DWG-PHW-006.2 | 3534.937 | 3547.077 | 4 | 12.14 | PHW | [30 empty] | 34
[9 empty] | D-DWG-PHW-006.2 | D-DWG-PHW-007.2 | 3547.077 | 4416.742 | 1A | 869.665 | PHW | [30 empty] | 35
[9 empty] | D-DWG-PHW-007.2 | D-DWG-PHW-007.2 | 4416.742 | 4455.042 | 8A | 38.3 | PHW | [30 empty] | 36
[9 empty] | D-DWG-PHW-007.2 | D-DWG-PHW-007.2 | 4455.042 | 4534.979 | 4 | 79.937 | PHW | [30 empty] | 37
[9 empty] | D-DWG-PHW-007.2 | D-DWG-PHW-007.2 | 4534.979 | 4663.144 | 1A | 128.165 | PHW | [30 empty] | 38
[9 empty] | D-DWG-PHW-007.2 | D-DWG-PHW-007.2 | 4663.144 | 4695.751 | 5 | 32.607 | PHW | [30 empty] | 39
[9 empty] | D-DWG-PHW-007.2 | D-DWG-PHW-007.2 | 4695.751 | 4712.804 | 2 | 17.053 | PHW | [30 empty] | 40
[9 empty] | D-DWG-PHW-007.2 | D-DWG-PHW-007.2 | 4712.804 | 4758.731 | 1A/1B/1C | 45.927 | PHW | [30 empty] | 41
[9 empty] | D-DWG-PHW-007.2 | D-DWG-PHW-009.2 | 4758.731 | 5731.564 | 1A | 972.833 | PHW | [30 empty] | 42
[9 empty] | D-DWG-PHW-009.2 | D-DWG-PHW-009.2 | 5731.564 | 5754.45 | 4 | 22.886 | PHW | [30 empty] | 43
[9 empty] | D-DWG-PHW-009.2 | D-DWG-PHW-009.2 | 5754.45 | 6114.476 | 1A | 360.026 | PHW | [30 empty] | 44
[9 empty] | D-DWG-PHW-009.2 | D-DWG-PHW-009.2 | 6114.476 | 6160.84 | 4 | 46.364 | PHW | [30 empty] | 45
[9 empty] | D-DWG-PHW-009.2 | D-DWG-PHW-010.2 | 6160.84 | 6368.309 | 1A | 207.469 | PHW | [30 empty] | 46
[9 empty] | D-DWG-PHW-010.2 | D-DWG-PHW-010.2 | 6368.309 | 6392.653 | 6 | 24.344 | PHW | [30 empty] | 47
[9 empty] | D-DWG-PHW-010.2 | D-DWG-PHW-010.2 | 6392.653 | 6481.011 | 1A | 88.358 | PHW | [30 empty] | 48
[9 empty] | D-DWG-PHW-010.2 | D-DWG-PHW-010.2 | 6481.011 | 6506.275 | 4 | 25.264 | PHW | [30 empty] | 49
[9 empty] | D-DWG-PHW-010.2 | D-DWG-PHW-010.2 | 6506.275 | 6772.73 | 1A | 266.455 | PHW | [30 empty] | 50
[9 empty] | D-DWG-PHW-010.2 | D-DWG-PHW-010.2 | 6772.73 | 6792.875 | 5 | 20.145 | PHW | [30 empty] | 51
[9 empty] | D-DWG-PHW-010.2 | D-DWG-PHW-010.2 | 6792.875 | 6886.695 | 1A | 93.82 | PHW | [30 empty] | 52
[9 empty] | D-DWG-PHW-010.2 | D-DWG-PHW-010.2 | 6886.695 | 6934.724 | 5 | 48.029 | PHW | [30 empty] | 53
[9 empty] | D-DWG-PHW-010.2 | D-DWG-PHW-010.2 | 6934.724 | 6980.09 | 1A | 45.366 | PHW | [30 empty] | 54
[9 empty] | D-DWG-PHW-010.2 | D-DWG-PHW-011.2 | 6980.09 | 7035.325 | 8A | 55.235 | PHW | [30 empty] | 55
[9 empty] | D-DWG-PHW-011.2 | D-DWG-PHW-011.2 | 7035.325 | 7046.827 | 4 | 11.502 | PHW | [30 empty] | 56
[9 empty] | D-DWG-PHW-011.2 | D-DWG-PHW-012.2 | 7046.827 | 7819.18 | 1A | 772.353 | PHW | [30 empty] | 57
[9 empty] | D-DWG-PHW-012.2 | D-DWG-PHW-012.2 | 7819.18 | 7833.422 | 7 | 14.242 | PHW | [30 empty] | 58
[9 empty] | D-DWG-PHW-012.2 | D-DWG-PHW-012.2 | 7833.422 | 8192.409 | 1A | 358.987 | PHW | [30 empty] | 59
[9 empty] | D-DWG-PHW-012.2 | D-DWG-PHW-012.2 | 8192.409 | 8250.538 | 1B/1C | 58.129 | PHW | [30 empty] | 60
[9 empty] | D-DWG-PHW-012.2 | D-DWG-PHW-013.2 | 8250.538 | 9069.736 | 1A | 819.198 | PHW | [30 empty] | 61
[9 empty] | D-DWG-PHW-013.2 | D-DWG-PHW-013.2 | 9069.736 | 9078.356 | 4 | 8.62 | PHW | [30 empty] | 62
[9 empty] | D-DWG-PHW-013.2 | D-DWG-PHW-013.2 | 9078.356 | 9087.51 | 1A | 9.154 | PHW | [30 empty] | 63
[9 empty] | D-DWG-PHW-013.2 | D-DWG-PHW-014.2 | 9087.51 | 9105.7 | 4 | 18.19 | PHW | [30 empty] | 64
[9 empty] | D-DWG-PHW-014.2 | D-DWG-PHW-014.2 | 9105.7 | 9330.84 | 1A | 225.14 | PHW | [30 empty] | 65
[9 empty] | D-DWG-PHW-014.2 | D-DWG-PHW-014.2 | 9330.84 | 9333.706 | 2 | 2.866 | PHW | [30 empty] | 66
[9 empty] | D-DWG-PHW-014.2 | D-DWG-PHW-014.2 | 9333.706 | 9341.679 | 1A/1B/1C | 7.973 | PHW | [30 empty] | 67
[9 empty] | D-DWG-PHW-014.2 | D-DWG-PHW-014.2 | 9341.679 | 9431.212 | 1A | 89.533 | PHW | [30 empty] | 68
[9 empty] | D-DWG-PHW-014.2 | D-DWG-PHW-014.2 | 9431.212 | 9437.047 | 2 | 5.835 | PHW | [30 empty] | 69
[9 empty] | D-DWG-PHW-014.2 | D-DWG-PHW-014.2 | 9437.047 | 9446.253 | 1A/1B/1C | 9.206 | PHW | [30 empty] | 70
[9 empty] | D-DWG-PHW-014.2 | D-DWG-PHW-015.2 | 9446.253 | 10080.68 | 1A | 634.427 | PHW | [30 empty] | 71
[9 empty] | D-DWG-PHW-015.2 | D-DWG-PHW-015.2 | 10080.68 | 10101.635 | 5 | 20.955 | PHW | [30 empty] | 72
[9 empty] | D-DWG-PHW-015.2 | D-DWG-PHW-015.2 | 10101.635 | 10347.95 | 1A | 246.315 | PHW | [30 empty] | 73
[9 empty] | D-DWG-PHW-015.2 | D-DWG-PHW-015.2 | 10347.95 | 10367.669 | 6 | 19.719 | PHW | [30 empty] | 74
[9 empty] | D-DWG-PHW-015.2 | D-DWG-PHW-016.2 | 10367.669 | 10531.389 | 1A | 163.72 | PHW | [30 empty] | 75
[9 empty] | D-DWG-PHW-016.2 | D-DWG-PHW-016.2 | 10531.389 | 10582.353 | 4 | 50.964 | PHW | [30 empty] | 76
[9 empty] | D-DWG-PHW-016.2 | D-DWG-PHW-016.2 | 10582.353 | 10645.383 | 8A | 63.03 | PHW | [30 empty] | 77
[9 empty] | D-DWG-PHW-016.2 | D-DWG-PHW-016.2 | 10645.383 | 10684.369 | 4 | 38.986 | PHW | [30 empty] | 78
[9 empty] | D-DWG-PHW-016.2 | D-DWG-PHW-016.2 | 10684.369 | 11171.188 | 1A | 486.819 | PHW | [30 empty] | 79
[9 empty] | D-DWG-PHW-016.2 | D-DWG-PHW-016.2 | 11171.188 | 11191.258 | 6 | 20.07 | PHW | [30 empty] | 80
[9 empty] | D-DWG-PHW-016.2 | D-DWG-PHW-017.2 | 11191.258 | 11382.203 | 1A | 190.945 | PHW | [30 empty] | 81
[9 empty] | D-DWG-PHW-017.2 | D-DWG-PHW-017.2 | 11382.203 | 11427.143 | 4 | 44.94 | PHW | [30 empty] | 82
[9 empty] | D-DWG-PHW-017.2 | D-DWG-PHW-017.2 | 11427.143 | 11509.11 | 8A | 81.967 | PHW | [30 empty] | 83
[9 empty] | D-DWG-PHW-017.2 | D-DWG-PHW-017.2 | 11509.11 | 11589.46 | 5 | 80.35 | PHW | [30 empty] | 84
[9 empty] | D-DWG-PHW-017.2 | D-DWG-PHW-017.2 | 11589.46 | 11596.46 | 1A | 7 | PHW | [30 empty] | 85
[9 empty] | D-DWG-PHW-017.2 | D-DWG-PHW-017.2 | 11596.46 | 11750.532 | 5 | 154.072 | PHW | [30 empty] | 86
[9 empty] | D-DWG-PHW-017.2 | D-DWG-PHW-018.2 | 11750.532 | 12441.199 | 1A | 690.667 | PHW | [30 empty] | 87
[9 empty] | D-DWG-PHW-018.2 | D-DWG-PHW-018.2 | 12441.199 | 12457.644 | 4 | 16.445 | PHW | [30 empty] | 88
[9 empty] | D-DWG-PHW-018.2 | D-DWG-PHW-018.2 | 12457.644 | 12471.05 | 7 | 13.406 | PHW | [30 empty] | 89
[9 empty] | D-DWG-PHW-018.2 | D-DWG-PHW-019.2 | 12471.05 | 13274.77 | 1A | 803.72 | PHW | [30 empty] | 90
[9 empty] | D-DWG-PHW-019.2 | D-DWG-PHW-020.2 | 13274.77 | 13346.374 | 8A | 71.604 | PHW | [30 empty] | 91
[9 empty] | D-DWG-PHW-020.2 | D-DWG-PHW-022.2 | 13346.374 | 14778.123 | 1A | 1431.749 | PHW | [30 empty] | 92
[9 empty] | D-DWG-PHW-022.2 | D-DWG-PHW-022.2 | 14778.123 | 14806.133 | 4 | 28.01 | PHW | [30 empty] | 93
[9 empty] | D-DWG-PHW-022.2 | D-DWG-PHW-022.2 | 14806.133 | 14839.513 | 8A | 33.38 | PHW | [30 empty] | 94
[9 empty] | D-DWG-PHW-022.2 | D-DWG-PHW-023.2 | 14839.513 | 15743.419 | 1A | 903.906 | PHW | [30 empty] | 95
[9 empty] | D-DWG-PHW-023.2 | D-DWG-PHW-023.2 | 15743.419 | 15762.576 | 6 | 19.157 | PHW | [30 empty] | 96
[9 empty] | D-DWG-PHW-023.2 | D-DWG-PHW-024.2 | 15762.576 | 16145.329 | 1A | 382.753 | PHW | [30 empty] | 97
[9 empty] | D-DWG-PHW-024.2 | D-DWG-PHW-024.2 | 16145.329 | 16226.018 | 1A/1B/1C | 80.689 | PHW | [30 empty] | 98
[9 empty] | D-DWG-PHW-024.2 | D-DWG-PHW-025.2 | 16226.018 | 16956.128 | 1A | 730.11 | PHW | [30 empty] | 99
[9 empty] | D-DWG-PHW-025.2 | D-DWG-PHW-025.2 | 16956.128 | 17043.684 | 5 | 87.556 | PHW | [30 empty] | 100
[9 empty] | D-DWG-PHW-025.2 | D-DWG-PHW-026.2 | 17043.684 | 17910.948 | 1A | 867.264 | PHW | [30 empty] | 101
[9 empty] | D-DWG-PHW-026.2 | D-DWG-PHW-026.2 | 17910.948 | 17996.139 | 4 | 85.191 | PHW | [30 empty] | 102
[9 empty] | D-DWG-PHW-026.2 | D-DWG-PHW-026.2 | 17996.139 | 18075.205 | 1A | 79.066 | PHW | [30 empty] | 103
[9 empty] | D-DWG-PHW-026.2 | D-DWG-PHW-026.2 | 18075.205 | 18080.497 | 4 | 5.292 | PHW | [30 empty] | 104
[9 empty] | D-DWG-PHW-026.2 | D-DWG-PHW-028.2 | 18080.497 | 19120.154 | 1A | 1039.657 | PHW | [30 empty] | 105
[9 empty] | D-DWG-PHW-028.2 | D-DWG-PHW-028.2 | 19120.154 | 19155.385 | 5 | 35.231 | PHW | [30 empty] | 106
[9 empty] | D-DWG-PHW-028.2 | D-DWG-PHW-028.2 | 19155.385 | 19156.739 | 1A | 1.354 | PHW | [30 empty] | 107
[9 empty] | D-DWG-PWG-001.2 | D-DWG-PWG-001.2 | 0 | 3.804 | 1A | 3.804 | PWG | [30 empty] | 109
[9 empty] | D-DWG-PWG-001.2 | D-DWG-PWG-001.2 | 3.804 | 6.229 | 4 | 2.425 | PWG | [30 empty] | 110
[9 empty] | D-DWG-PWG-001.2 | D-DWG-PWG-001.2 | 6.229 | 14.172 | 1A | 7.943 | PWG | [30 empty] | 111
[9 empty] | D-DWG-PWG-001.2 | D-DWG-PWG-001.2 | 14.172 | 42.513 | 7 | 28.341 | PWG | [30 empty] | 112
[9 empty] | D-DWG-PWG-001.2 | D-DWG-PWG-002.2 | 42.513 | 823.6 | 1A | 781.087 | PWG | [30 empty] | 113
[9 empty] | D-DWG-PWG-002.2 | D-DWG-PWG-002.2 | 823.6 | 889.23 | 5 | 65.63 | PWG | [30 empty] | 114
[9 empty] | D-DWG-PWG-002.2 | D-DWG-PWG-002.2 | 889.23 | 929.856 | 1A/1B/1C | 40.626 | PWG | [30 empty] | 115
[9 empty] | D-DWG-PWG-002.2 | D-DWG-PWG-002.2 | 929.856 | 1181.379 | 1A | 251.523 | PWG | [30 empty] | 116
[9 empty] | D-DWG-PWG-002.2 | D-DWG-PWG-002.2 | 1181.379 | 1186.379 | 4 | 5 | PWG | [30 empty] | 117
[9 empty] | D-DWG-PWG-002.2 | D-DWG-PWG-003.2 | 1186.379 | 1488.93 | 1A | 302.551 | PWG | [30 empty] | 118
[9 empty] | D-DWG-PWG-003.2 | D-DWG-PWG-003.2 | 1488.93 | 1507.505 | 7 | 18.575 | PWG | [30 empty] | 119
[9 empty] | D-DWG-PWG-003.2 | D-DWG-PWG-003.2 | 1507.505 | 1856.862 | 1A | 349.357 | PWG | [30 empty] | 120
[9 empty] | D-DWG-PWG-003.2 | D-DWG-PWG-003.2 | 1856.862 | 1876.481 | 7 | 19.619 | PWG | [30 empty] | 121
[9 empty] | D-DWG-PWG-003.2 | D-DWG-PWG-003.2 | 1876.481 | 1888.54 | 1A | 12.059 | PWG | [30 empty] | 122
[9 empty] | D-DWG-PWG-003.2 | D-DWG-PWG-003.2 | 1888.54 | 1902.016 | 4&7 | 13.476 | PWG | [30 empty] | 123
[9 empty] | D-DWG-PWG-003.2 | D-DWG-PWG-003.2 | 1902.016 | 2043.24 | 1A | 141.224 | PWG | [30 empty] | 124
[9 empty] | D-DWG-PWG-003.2 | D-DWG-PWG-003.2 | 2043.24 | 2048.591 | 4 | 5.351 | PWG | [30 empty] | 125
[9 empty] | D-DWG-PWG-003.2 | D-DWG-PWG-004.2 | 2048.591 | 2413.402 | 1A | 364.811 | PWG | [30 empty] | 126
[9 empty] | D-DWG-PWG-004.2 | D-DWG-PWG-004.2 | 2413.402 | 2564.395 | 4 | 150.993 | PWG | [30 empty] | 127
[9 empty] | D-DWG-PWG-004.2 | D-DWG-PWG-004.2 | 2564.395 | 2592.076 | 4&6 | 27.681 | PWG | [30 empty] | 128
[9 empty] | D-DWG-PWG-004.2 | D-DWG-PWG-004.2 | 2592.076 | 2631.951 | 1A | 39.875 | PWG | [30 empty] | 129
[9 empty] | D-DWG-PWG-004.2 | D-DWG-PWG-004.2 | 2631.951 | 2691.626 | 7 | 59.675 | PWG | [30 empty] | 130
[9 empty] | D-DWG-PWG-004.2 | D-DWG-PWG-004.2 | 2691.626 | 2739.593 | 6 | 47.967 | PWG | [30 empty] | 131
[9 empty] | D-DWG-PWG-004.2 | D-DWG-PWG-004.2 | 2739.593 | 2750.013 | 4 | 10.42 | PWG | [30 empty] | 132
[9 empty] | D-DWG-PWG-004.2 | D-DWG-PWG-004.2 | 2750.013 | 2783.074 | 4&6 | 33.061 | PWG | [30 empty] | 133
[9 empty] | D-DWG-PWG-004.2 | D-DWG-PWG-004.2 | 2783.074 | 2797.815 | 4 | 14.741 | PWG | [30 empty] | 134
[9 empty] | D-DWG-PWG-004.2 | D-DWG-PWG-005.2 | 2797.815 | 2865.366 | 1A | 67.551 | PWG | [30 empty] | 135
[9 empty] | D-DWG-PWG-005.2 | D-DWG-PWG-005.2 | 2865.366 | 2908.821 | 8A | 43.455 | PWG | [30 empty] | 136
[9 empty] | D-DWG-PWG-005.2 | D-DWG-PWG-005.2 | 2908.821 | 3071.909 | 1A | 163.088 | PWG | [30 empty] | 137
[9 empty] | D-DWG-PWG-005.2 | D-DWG-PWG-005.2 | 3071.909 | 3151.909 | 5 | 80 | PWG | [30 empty] | 138
[9 empty] | D-DWG-PWG-005.2 | D-DWG-PWG-006.2 | 3151.909 | 3991.367 | 1A | 839.458 | PWG | [30 empty] | 139
[9 empty] | D-DWG-PWG-006.2 | D-DWG-PWG-006.2 | 3991.367 | 4014.479 | 1A/1B/1C | 23.112 | PWG | [30 empty] | 140
[9 empty] | D-DWG-PWG-006.2 | D-DWG-PWG-008.2 | 4014.479 | 5447.953 | 1A | 1433.474 | PWG | [30 empty] | 141
[9 empty] | D-DWG-PWG-008.2 | D-DWG-PWG-008.2 | 5447.953 | 5475.997 | 5 | 28.044 | PWG | [30 empty] | 142
[9 empty] | D-DWG-PWG-008.2 | D-DWG-PWG-011.2 | 5475.997 | 7092.671 | 1A | 1616.674 | PWG | [30 empty] | 143
[9 empty] | D-DWG-PWG-011.2 | D-DWG-PWG-011.2 | 7092.671 | 7122.979 | 1A/1B/1C | 30.308 | PWG | [30 empty] | 144
[9 empty] | D-DWG-PWG-011.2 | D-DWG-PWG-011.2 | 7122.979 | 7146.681 | 1A | 23.702 | PWG | [30 empty] | 145
[9 empty] | D-DWG-PWG-011.2 | D-DWG-PWG-011.2 | 7146.681 | 7174.681 | 4 | 28 | PWG | [30 empty] | 146
[9 empty] | D-DWG-PWG-011.2 | D-DWG-PWG-011.2 | 7174.681 | 7539.66 | 1A | 364.979 | PWG | [30 empty] | 147
[9 empty] | D-DWG-PWG-011.2 | D-DWG-PWG-011.2 | 7539.66 | 7547.413 | 4 | 7.753 | PWG | [30 empty] | 148
[9 empty] | D-DWG-PWG-011.2 | D-DWG-PWG-011.2 | 7547.413 | 7579 | 8A | 31.587 | PWG | [30 empty] | 149
[9 empty] | D-DWG-PWG-011.2 | D-DWG-PWG-011.2 | 7579 | 7624.121 | 4 | 45.121 | PWG | [30 empty] | 150
[9 empty] | D-DWG-PWG-011.2 | D-DWG-PWG-012.2 | 7624.121 | 7725.73 | 1A | 101.609 | PWG | [30 empty] | 151
[9 empty] | D-DWG-PWG-012.2 | D-DWG-PWG-012.2 | 7725.73 | 7742.01 | 7 | 16.28 | PWG | [30 empty] | 152
[9 empty] | D-DWG-PWG-012.2 | D-DWG-PWG-012.2 | 7742.01 | 7939.101 | 1A | 197.091 | PWG | [30 empty] | 153
[9 empty] | D-DWG-PWG-012.2 | D-DWG-PWG-012.2 | 7939.101 | 7941.464 | 4 | 2.363 | PWG | [30 empty] | 154
[9 empty] | D-DWG-PWG-012.2 | D-DWG-PWG-012.2 | 7941.464 | 8288.124 | 1A | 346.66 | PWG | [30 empty] | 155
[9 empty] | D-DWG-PWG-012.2 | D-DWG-PWG-012.2 | 8288.124 | 8315.201 | 8A | 27.077 | PWG | [30 empty] | 156
[9 empty] | D-DWG-PWG-012.2 | D-DWG-PWG-012.2 | 8315.201 | 8323.259 | 1A | 8.058 | PWG | [30 empty] | 157
[9 empty] | D-DWG-PWG-012.2 | D-DWG-PWG-012.2 | 8323.259 | 8335.614 | 4 | 12.355 | PWG | [30 empty] | 158
[9 empty] | D-DWG-PWG-012.2 | D-DWG-PWG-013.2 | 8335.614 | 8400.622 | 8A | 65.008 | PWG | [30 empty] | 159
[9 empty] | D-DWG-PWG-013.2 | D-DWG-PWG-013.2 | 8400.622 | 8427.328 | 1A | 26.706 | PWG | [30 empty] | 160
[9 empty] | D-DWG-PWG-013.2 | D-DWG-PWG-013.2 | 8427.328 | 8465.757 | 4 | 38.429 | PWG | [30 empty] | 161
[9 empty] | D-DWG-PWG-013.2 | D-DWG-PWG-013.2 | 8465.757 | 8488.53 | 1A | 22.773 | PWG | [30 empty] | 162
[9 empty] | D-DWG-PWG-013.2 | D-DWG-PWG-013.2 | 8488.53 | 8542.069 | 8A | 53.539 | PWG | [30 empty] | 163
[9 empty] | D-DWG-PWG-013.2 | D-DWG-PWG-013.2 | 8542.069 | 8545.354 | 4 | 3.285 | PWG | [30 empty] | 164
[9 empty] | D-DWG-PWG-013.2 | D-DWG-PWG-013.2 | 8545.354 | 8584.129 | 1A | 38.775 | PWG | [30 empty] | 165
[9 empty] | D-DWG-PWG-013.2 | D-DWG-PWG-013.2 | 8584.129 | 8605.285 | 7 | 21.156 | PWG | [30 empty] | 166
[9 empty] | D-DWG-PWG-013.2 | D-DWG-PWG-013.2 | 8605.285 | 8610.275 | 4&7 | 4.99 | PWG | [30 empty] | 167
[9 empty] | D-DWG-PWG-013.2 | D-DWG-PWG-013.2 | 8610.275 | 8613.442 | 7 | 3.167 | PWG | [30 empty] | 168
[9 empty] | D-DWG-PWG-013.2 | D-DWG-PWG-013.2 | 8613.442 | 8692.124 | 1A | 78.682 | PWG | [30 empty] | 169
[9 empty] | D-DWG-PWG-013.2 | D-DWG-PWG-013.2 | 8692.124 | 8706.792 | 4 | 14.668 | PWG | [30 empty] | 170
[9 empty] | D-DWG-PWG-013.2 | D-DWG-PWG-013.2 | 8706.792 | 8808.151 | 1A | 101.359 | PWG | [30 empty] | 171
[9 empty] | D-DWG-PWG-013.2 | D-DWG-PWG-013.2 | 8808.151 | 8858.11 | 7 | 49.959 | PWG | [30 empty] | 172
[9 empty] | D-DWG-PWG-013.2 | D-DWG-PWG-013.2 | 8858.11 | 9100 | 1A | 241.89 | PWG | [30 empty] | 173
[9 empty] | D-DWG-PWG-014.2 | D-DWG-PWG-014.2 | 9100 | 9154.955 | 7 | 54.955 | PWG | [30 empty] | 174
[9 empty] | D-DWG-PWG-014.2 | D-DWG-PWG-018.2 | 9154.955 | 12307.423 | 1A | 3152.468 | PWG | [30 empty] | 175
[9 empty] | D-DWG-PWG-018.2 | D-DWG-PWG-018.2 | 12307.423 | 12320.895 | 6 | 13.472 | PWG | [30 empty] | 176
[9 empty] | D-DWG-PWG-018.2 | D-DWG-PWG-019.2 | 12320.895 | 12720.22 | 1A | 399.325 | PWG | [30 empty] | 177
[9 empty] | D-DWG-PWG-019.2 | D-DWG-PWG-019.2 | 12720.22 | 12734.864 | 8A | 14.644 | PWG | [30 empty] | 178
[9 empty] | D-DWG-PWG-019.2 | D-DWG-PWG-019.2 | 12734.864 | 13218.214 | 1A | 483.35 | PWG | [30 empty] | 179
[9 empty] | D-DWG-PWG-019.2 | D-DWG-PWG-019.2 | 13218.214 | 13247.005 | 8A | 28.791 | PWG | [30 empty] | 180
[9 empty] | D-DWG-PWG-019.2 | D-DWG-PWG-020.2 | 13247.005 | 13622.356 | 1A | 375.351 | PWG | [30 empty] | 181
[9 empty] | D-DWG-PWG-020.2 | D-DWG-PWG-020.2 | 13622.356 | 13637.356 | 2 | 15 | PWG | [30 empty] | 182
[9 empty] | D-DWG-PWG-020.2 | D-DWG-PWG-021.2 | 13637.356 | 14060.93 | 1A | 423.574 | PWG | [30 empty] | 183
[9 empty] | D-DWG-PWG-021.2 | D-DWG-PWG-021.2 | 14060.93 | 14076.214 | 1B/1C | 15.284 | PWG | [30 empty] | 184
[9 empty] | D-DWG-PWG-021.2 | D-DWG-PWG-021.2 | 14076.214 | 14139.442 | 5 | 63.228 | PWG | [30 empty] | 185
[9 empty] | D-DWG-PWG-021.2 | D-DWG-PWG-021.2 | 14139.442 | 14178.758 | 1B/1C | 39.316 | PWG | [30 empty] | 186
[9 empty] | D-DWG-PWG-021.2 | D-DWG-PWG-021.2 | 14178.758 | 14224.068 | 5 | 45.31 | PWG | [30 empty] | 187
[9 empty] | D-DWG-PWG-021.2 | D-DWG-PWG-021.2 | 14224.068 | 14259.827 | 1B/1C | 35.759 | PWG | [30 empty] | 188
[9 empty] | D-DWG-PWG-021.2 | D-DWG-PWG-021.2 | 14259.827 | 14304.298 | 1A | 44.471 | PWG | [30 empty] | 189
[9 empty] | D-DWG-PWG-021.2 | D-DWG-PWG-021.2 | 14304.298 | 14374.64 | 4 | 70.342 | PWG | [30 empty] | 190
[9 empty] | D-DWG-PWG-021.2 | D-DWG-PWG-021.2 | 14374.64 | 14402.293 | 1A | 27.653 | PWG | [30 empty] | 191
[9 empty] | D-DWG-PWG-021.2 | D-DWG-PWG-021.2 | 14402.293 | 14410.112 | 4 | 7.819 | PWG | [30 empty] | 192
[9 empty] | D-DWG-PWG-021.2 | D-DWG-PWG-021.2 | 14410.112 | 14525.498 | 1A | 115.386 | PWG | [30 empty] | 193
[9 empty] | D-DWG-PWG-021.2 | D-DWG-PWG-021.2 | 14525.498 | 14572.298 | 8A | 46.8 | PWG | [30 empty] | 194
[9 empty] | D-DWG-PWG-021.2 | D-DWG-PWG-024.2 | 14572.298 | 16409.05 | 1A | 1836.752 | PWG | [30 empty] | 195
[9 empty] | D-DWG-PWG-024.2 | D-DWG-PWG-024.2 | 16409.05 | 16429.262 | 7 | 20.212 | PWG | [30 empty] | 196
[9 empty] | D-DWG-PWG-024.2 | D-DWG-PWG-026.2 | 16429.262 | 18150.734 | 1A | 1721.472 | PWG | [30 empty] | 197
[9 empty] | D-DWG-PWG-026.2 | D-DWG-PWG-026.2 | 18150.734 | 18166.781 | 8A | 16.047 | PWG | [30 empty] | 198
[9 empty] | D-DWG-PWG-026.2 | D-DWG-PWG-027.2 | 18166.781 | 18217.47 | 1A | 50.689 | PWG | [30 empty] | 199
[9 empty] | D-DWG-PWG-027.2 | D-DWG-PWG-027.2 | 18217.47 | 18231.348 | 6 | 13.878 | PWG | [30 empty] | 200
[9 empty] | D-DWG-PWG-027.2 | D-DWG-PWG-032.2 | 18231.348 | 22319.185 | 1A | 4087.837 | PWG | [30 empty] | 201
[9 empty] | D-DWG-PWG-032.2 | D-DWG-PWG-032.2 | 22319.185 | 22360.55 | 5 | 41.365 | PWG | [30 empty] | 202
[9 empty] | D-DWG-PWG-032.2 | D-DWG-PWG-036.2 | 22360.55 | 24944.548 | 1A | 2583.998 | PWG | [30 empty] | 203
[9 empty] | D-DWG-PWG-036.2 | D-DWG-PWG-036.2 | 24944.548 | 24954.52 | 1B/1C | 9.972 | PWG | [30 empty] | 204
[9 empty] | D-DWG-PWG-036.2 | D-DWG-PWG-036.2 | 24954.52 | 25018.345 | 5 | 63.825 | PWG | [30 empty] | 205
[9 empty] | D-DWG-PWG-036.2 | D-DWG-PWG-036.2 | 25018.345 | 25052.461 | 1B/1C | 34.116 | PWG | [30 empty] | 206
[9 empty] | D-DWG-PWG-036.2 | D-DWG-PWG-038.2 | 25052.461 | 26010.44 | 1A | 957.979 | PWG | [30 empty] | 207
[9 empty] | D-DWG-PWG-038.2 | D-DWG-PWG-038.2 | 26010.44 | 26026.47 | 6 | 16.03 | PWG | [30 empty] | 208
[9 empty] | D-DWG-PWG-038.2 | D-DWG-PWG-038.2 | 26026.47 | 26252.108 | 1A | 225.638 | PWG | [30 empty] | 209
[9 empty] | D-DWG-PWG-038.2 | D-DWG-PWG-038.2 | 26252.108 | 26283.028 | 8A | 30.92 | PWG | [30 empty] | 210
[9 empty] | D-DWG-PWG-038.2 | D-DWG-PWG-039.2 | 26283.028 | 26988.368 | 1A | 705.34 | PWG | [30 empty] | 211
[9 empty] | D-DWG-PWG-039.2 | D-DWG-PWG-039.2 | 26988.368 | 27002.147 | 4 | 13.779 | PWG | [30 empty] | 212
[9 empty] | D-DWG-PWG-039.2 | D-DWG-PWG-039.2 | 27002.147 | 27012.465 | 1A | 10.318 | PWG | [30 empty] | 213

## Src - Trench Stop & BH
|  | Located | C&G | TRENCH | Surveyors PtNo | E | N | Z | Survey Code | Actual Chainage |  | Asset Id | Drawing # | Pipeline Section | KP | Utility Type | Notes , Not on Plan | Operator | Location | Material | Size (mm) | ID | Proven to Underside of Service | Test Point | C&G Code | Trench Code | Proposed Crossing Method | Parallel or Crossed | Design Drawing | DBYD SEQ | Separation (m) (Minimum 600mm clearance to underside of asset to TOP) | Asset DOC (m) | Pipeline DOC (m) | Depth to Underside of Asset (m) | Crossover | Within | Permit to Excavate Near Assets Required? | Permit/Notification Date
[11 empty] | PHW | PHW-TS-0001 | D-DWG-PHW-001 | 1.1 | 188 | Trench Stop
[11 empty] | PHW | PHW-TS-0002 | D-DWG-PHW-001 | 1.1 | 197.4 | Trench Stop
[11 empty] | PHW | PHW-TS-0003 | D-DWG-PHW-001 | 1.1 | 206.8 | Trench Stop
[11 empty] | PHW | PHW-TS-0004 | D-DWG-PHW-001 | 1.1 | 216.2 | Trench Stop
[11 empty] | PHW | PHW-TS-0005 | D-DWG-PHW-001 | 1.1 | 225.6 | Trench Stop
[11 empty] | PHW | PHW-TS-0006 | D-DWG-PHW-001 | 1.1 | 235 | Trench Stop
[11 empty] | PHW | PHW-TS-0007 | D-DWG-PHW-001 | 1.1 | 244.4 | Trench Stop
[11 empty] | PHW | PHW-TS-0008 | D-DWG-PHW-001 | 1.1 | 253.8 | Trench Stop
[11 empty] | PHW | PHW-TS-0009 | D-DWG-PHW-001 | 1.1 | 259 | Trench Stop
[11 empty] | PHW | PHW-TS-0010 | D-DWG-PHW-001 | 1.1 | 266.5 | Trench Stop
[11 empty] | PHW | PHW-TS-0011 | D-DWG-PHW-001 | 1.1 | 274 | Trench Stop
[11 empty] | PHW | PHW-TS-0012 | D-DWG-PHW-001 | 1.1 | 281.5 | Trench Stop
[11 empty] | PHW | PHW-TS-0013 | D-DWG-PHW-001 | 1.1 | 289 | Trench Stop
[11 empty] | PHW | PHW-TS-0014 | D-DWG-PHW-001 | 1.1 | 296.5 | Trench Stop
[11 empty] | PHW | PHW-TS-0015 | D-DWG-PHW-001 | 1.1 | 304 | Trench Stop
[11 empty] | PHW | PHW-TS-0016 | D-DWG-PHW-001 | 1.1 | 311.5 | Trench Stop
[11 empty] | PHW | PHW-TS-0017 | D-DWG-PHW-001 | 1.1 | 319 | Trench Stop
[11 empty] | PHW | PHW-TS-0018 | D-DWG-PHW-001 | 1.1 | 326.5 | Trench Stop
[11 empty] | PHW | PHW-TS-0019 | D-DWG-PHW-001 | 1.2 | 448 | Trench Stop
[11 empty] | PHW | PHW-TS-0020 | D-DWG-PHW-001 | 1.3 | 463 | Trench Stop
[11 empty] | PHW | PHW-TS-0021 | D-DWG-PHW-001 | 1.3 | 471.4 | Trench Stop
[11 empty] | PHW | PHW-TS-0022 | D-DWG-PHW-001 | 1.3 | 479.8 | Trench Stop
[11 empty] | PHW | PHW-TS-0023 | D-DWG-PHW-001 | 1.4 | 486.1 | Trench Stop
[11 empty] | PHW | PHW-BS-0001 | D-DWG-PHW-001 | 1.4 | 492.5 | Bulk Head
[11 empty] | PHW | PHW-TS-0024 | D-DWG-PHW-001 | 1.4 | 498.9 | Trench Stop
[11 empty] | PHW | PHW-TS-0025 | D-DWG-PHW-001 | 1.4 | 505.3 | Trench Stop
[11 empty] | PHW | PHW-TS-0026 | D-DWG-PHW-001 | 1.4 | 511.7 | Trench Stop
[11 empty] | PHW | PHW-BS-0002 | D-DWG-PHW-001 | 1.4 | 518.1 | Bulk Head
[11 empty] | PHW | PHW-TS-0027 | D-DWG-PHW-001 | 1.4 | 524.5 | Trench Stop
[11 empty] | PHW | PHW-TS-0028 | D-DWG-PHW-001 | 1.5 | 531.2 | Trench Stop
[11 empty] | PHW | PHW-BS-0003 | D-DWG-PHW-001 | 1.5 | 536.1 | Bulk Head
[11 empty] | PHW | PHW-TS-0029 | D-DWG-PHW-001 | 1.5 | 541 | Trench Stop
[11 empty] | PHW | PHW-TS-0030 | D-DWG-PHW-001 | 1.5 | 545.9 | Trench Stop
[11 empty] | PHW | PHW-TS-0031 | D-DWG-PHW-001 | 1.5 | 550.8 | Trench Stop
[11 empty] | PHW | PHW-BS-0004 | D-DWG-PHW-001 | 1.5 | 553.25 | Bulk Head
[11 empty] | PHW | PHW-TS-0032 | D-DWG-PHW-001 | 1.5 | 555.7 | Trench Stop
[11 empty] | PHW | PHW-TS-0033 | D-DWG-PHW-001 | 1.5 | 560.6 | Trench Stop
[11 empty] | PHW | PHW-TS-0034 | D-DWG-PHW-001 | 1.5 | 565.5 | Trench Stop
[11 empty] | PHW | PHW-BS-0005 | D-DWG-PHW-001 | 1.5 | 570.4 | Bulk Head
[11 empty] | PHW | PHW-TS-0035 | D-DWG-PHW-001 | 1.5 | 575.3 | Trench Stop
[11 empty] | PHW | PHW-TS-0036 | D-DWG-PHW-001 | 1.6 | 577 | Trench Stop
[11 empty] | PHW | PHW-TS-0037 | D-DWG-PHW-001 | 1.6 | 582.9 | Trench Stop
[11 empty] | PHW | PHW-TS-0038 | D-DWG-PHW-001 | 1.6 | 588.8 | Trench Stop
[11 empty] | PHW | PHW-TS-0039 | D-DWG-PHW-001 | 1.7 | 608.5 | Trench Stop
[11 empty] | PHW | PHW-TS-0040 | D-DWG-PHW-001 | 1.7 | 618.7 | Trench Stop
[11 empty] | PHW | PHW-TS-0041 | D-DWG-PHW-001 | 1.7 | 628.9 | Trench Stop
[11 empty] | PHW | PHW-TS-0042 | D-DWG-PHW-001 | 1.8 | 635.5 | Trench Stop
[11 empty] | PHW | PHW-TS-0043 | D-DWG-PHW-001 | 1.8 | 642.3 | Trench Stop
[11 empty] | PHW | PHW-TS-0044 | D-DWG-PHW-001 | 1.8 | 649.1 | Trench Stop
[11 empty] | PHW | PHW-TS-0045 | D-DWG-PHW-001 | 1.8 | 655.9 | Trench Stop
[11 empty] | PHW | PHW-TS-0046 | D-DWG-PHW-001 | 1.9 | 662 | Trench Stop
[11 empty] | PHW | PHW-BS-0006 | D-DWG-PHW-001 | 1.9 | 666.3 | Bulk Head
[11 empty] | PHW | PHW-TS-0047 | D-DWG-PHW-001 | 1.9 | 670.6 | Trench Stop
[11 empty] | PHW | PHW-TS-0048 | D-DWG-PHW-001 | 1.9 | 674.9 | Trench Stop
[11 empty] | PHW | PHW-TS-0049 | D-DWG-PHW-001 | 1.9 | 679.2 | Trench Stop
[11 empty] | PHW | PHW-BS-0007 | D-DWG-PHW-001 | 1.9 | 681.35 | Bulk Head
[11 empty] | PHW | PHW-TS-0050 | D-DWG-PHW-001 | 1.9 | 683.5 | Trench Stop
[11 empty] | PHW | PHW-TS-0051 | D-DWG-PHW-001 | 1.9 | 687.8 | Trench Stop
[11 empty] | PHW | PHW-TS-0052 | D-DWG-PHW-001 | 1.9 | 692.1 | Trench Stop
[11 empty] | PHW | PHW-TS-0053 | D-DWG-PHW-001 | 1.9 | 696.4 | Trench Stop
[11 empty] | PHW | PHW-BS-0008 | D-DWG-PHW-002 | 1.9 | 700.7 | Bulk Head
[11 empty] | PHW | PHW-TS-0054 | D-DWG-PHW-002 | 1.9 | 705 | Trench Stop
[11 empty] | PHW | PHW-TS-0055 | D-DWG-PHW-002 | 1.9 | 709.3 | Trench Stop
[11 empty] | PHW | PHW-TS-0056 | D-DWG-PHW-002 | 1.9 | 713.6 | Trench Stop
[11 empty] | PHW | PHW-BS-0009 | D-DWG-PHW-002 | 1.9 | 717.9 | Bulk Head
[11 empty] | PHW | PHW-TS-0057 | D-DWG-PHW-002 | 1.9 | 722.2 | Trench Stop
[11 empty] | PHW | PHW-TS-0058 | D-DWG-PHW-002 | 2.1 | 729 | Trench Stop
[11 empty] | PHW | PHW-BS-0010 | D-DWG-PHW-002 | 2.1 | 731.5 | Bulk Head
[11 empty] | PHW | PHW-TS-0059 | D-DWG-PHW-002 | 2.1 | 734 | Trench Stop
[11 empty] | PHW | PHW-TS-0060 | D-DWG-PHW-002 | 2.3 | 742 | Trench Stop
[11 empty] | PHW | PHW-TS-0061 | D-DWG-PHW-002 | 2.3 | 749 | Trench Stop
[11 empty] | PHW | PHW-TS-0062 | D-DWG-PHW-002 | 2.4 | 892 | Trench Stop
[11 empty] | PHW | PHW-TS-0063 | D-DWG-PHW-002 | 2.5 | 899 | Trench Stop
[11 empty] | PHW | PHW-TS-0064 | D-DWG-PHW-002 | 2.5 | 903.6 | Trench Stop
[11 empty] | PHW | PHW-BS-0011 | D-DWG-PHW-002 | 2.5 | 908.2 | Bulk Head
[11 empty] | PHW | PHW-TS-0065 | D-DWG-PHW-002 | 2.5 | 912.8 | Trench Stop
[11 empty] | PHW | PHW-TS-0066 | D-DWG-PHW-002 | 2.5 | 917.4 | Trench Stop
[11 empty] | PHW | PHW-TS-0067 | D-DWG-PHW-002 | 2.5 | 922 | Trench Stop
[11 empty] | PHW | PHW-BS-0012 | D-DWG-PHW-002 | 2.5 | 926.6 | Bulk Head
[11 empty] | PHW | PHW-TS-0068 | D-DWG-PHW-002 | 2.5 | 931.2 | Trench Stop
[11 empty] | PHW | PHW-TS-0069 | D-DWG-PHW-002 | 2.5 | 935.8 | Trench Stop
[11 empty] | PHW | PHW-TS-0070 | D-DWG-PHW-002 | 2.5 | 940.4 | Trench Stop
[11 empty] | PHW | PHW-BS-0013 | D-DWG-PHW-002 | 2.5 | 945 | Bulk Head
[11 empty] | PHW | PHW-TS-0071 | D-DWG-PHW-002 | 2.5 | 949.6 | Trench Stop
[11 empty] | PHW | PHW-TS-0072 | D-DWG-PHW-002 | 2.5 | 954.2 | Trench Stop
[11 empty] | PHW | PHW-TS-0073 | D-DWG-PHW-002 |  | 964 | Trench Stop
[11 empty] | PHW | PHW-TS-0074 | D-DWG-PHW-002 |  | 967.6 | Trench Stop
[11 empty] | PHW | PHW-BS-0014 | D-DWG-PHW-002 |  | 971.2 | Bulk Head
[11 empty] | PHW | PHW-TS-0075 | D-DWG-PHW-002 |  | 974.8 | Trench Stop
[11 empty] | PHW | PHW-TS-0076 | D-DWG-PHW-002 |  | 978.4 | Trench Stop
[11 empty] | PHW | PHW-TS-0077 | D-DWG-PHW-002 |  | 982 | Trench Stop
[11 empty] | PHW | PHW-BS-0015 | D-DWG-PHW-002 |  | 985.6 | Bulk Head
[11 empty] | PHW | PHW-TS-0078 | D-DWG-PHW-002 |  | 989.2 | Trench Stop
[11 empty] | PHW | PHW-TS-0079 | D-DWG-PHW-002 |  | 992.8 | Trench Stop
[11 empty] | PHW | PHW-TS-0080 | D-DWG-PHW-002 |  | 1000.5 | Trench Stop
[11 empty] | PHW | PHW-TS-0081 | D-DWG-PHW-002 |  | 1005 | Trench Stop
[11 empty] | PHW | PHW-BS-0016 | D-DWG-PHW-002 |  | 1007.25 | Bulk Head
[11 empty] | PHW | PHW-TS-0082 | D-DWG-PHW-002 |  | 1009.5 | Trench Stop
[11 empty] | PHW | PHW-TS-0083 | D-DWG-PHW-002 |  | 1014 | Trench Stop
[11 empty] | PHW | PHW-TS-0084 | D-DWG-PHW-002 |  | 1020.5 | Trench Stop
[11 empty] | PHW | PHW-TS-0085 | D-DWG-PHW-002 |  | 1024.9 | Trench Stop
[11 empty] | PHW | PHW-BS-0017 | D-DWG-PHW-002 |  | 1029.3 | Bulk Head
[11 empty] | PHW | PHW-TS-0086 | D-DWG-PHW-002 |  | 1033.7 | Trench Stop
[11 empty] | PHW | PHW-TS-0087 | D-DWG-PHW-002 |  | 1038.1 | Trench Stop
[11 empty] | PHW | PHW-TS-0088 | D-DWG-PHW-002 |  | 1042.5 | Trench Stop
[11 empty] | PHW | PHW-BS-0018 | D-DWG-PHW-002 |  | 1046.9 | Bulk Head
[11 empty] | PHW | PHW-TS-0089 | D-DWG-PHW-002 |  | 1051.3 | Trench Stop
[11 empty] | PHW | PHW-TS-0090 | D-DWG-PHW-002 |  | 1055.7 | Trench Stop
[11 empty] | PHW | PHW-TS-0091 | D-DWG-PHW-002 |  | 1060 | Trench Stop
[11 empty] | PHW | PHW-BS-0019 | D-DWG-PHW-002 |  | 1065 | Bulk Head
[11 empty] | PHW | PHW-TS-0092 | D-DWG-PHW-002 |  | 1070 | Trench Stop
[11 empty] | PHW | PHW-TS-0093 | D-DWG-PHW-002 |  | 1075 | Trench Stop
[11 empty] | PHW | PHW-TS-0094 | D-DWG-PHW-002 |  | 1080 | Trench Stop
[11 empty] | PHW | PHW-BS-0020 | D-DWG-PHW-002 |  | 1085 | Bulk Head
[11 empty] | PHW | PHW-TS-0095 | D-DWG-PHW-002 |  | 1185 | Trench Stop
[11 empty] | PHW | PHW-TS-0096 | D-DWG-PHW-002 |  | 1192 | Trench Stop
[11 empty] | PHW | PHW-TS-0097 | D-DWG-PHW-002 |  | 1199 | Trench Stop
[11 empty] | PHW | PHW-TS-0098 | D-DWG-PHW-002 |  | 1206 | Trench Stop
[11 empty] | PHW | PHW-TS-0099 | D-DWG-PHW-002 |  | 1211 | Trench Stop
[11 empty] | PHW | PHW-BS-0021 | D-DWG-PHW-002 |  | 1212.55 | Bulk Head
| + | [9 empty] | PHW | PHW-TS-0100 | D-DWG-PHW-002 |  | 1214.1 | Trench Stop
[11 empty] | PHW | PHW-TS-0101 | D-DWG-PHW-002 |  | 1302 | Trench Stop
[11 empty] | PHW | PHW-TS-0102 | D-DWG-PHW-002 |  | 1317.3 | Trench Stop
[11 empty] | PHW | PHW-TS-0103 | D-DWG-PHW-002 |  | 1332.6 | Trench Stop
[11 empty] | PHW | PHW-TS-0104 | D-DWG-PHW-002 |  | 1347.9 | Trench Stop
[11 empty] | PHW | PHW-TS-0105 | D-DWG-PHW-002 |  | 1363.2 | Trench Stop
[11 empty] | PHW | PHW-TS-0106 | D-DWG-PHW-003 |  | 1484.7 | Trench Stop
[11 empty] | PHW | PHW-TS-0107 | D-DWG-PHW-003 |  | 1488.25 | Trench Stop
[11 empty] | PHW | PHW-TS-0108 | D-DWG-PHW-003 |  | 1493 | Trench Stop
[11 empty] | PHW | PHW-TS-0109 | D-DWG-PHW-003 |  | 1497.15 | Trench Stop
[11 empty] | PHW | PHW-TS-0110 | D-DWG-PHW-003 |  | 1501.3 | Trench Stop
[11 empty] | PHW | PHW-TS-0111 | D-DWG-PHW-003 |  | 1506.05 | Trench Stop
[11 empty] | PHW | PHW-TS-0112 | D-DWG-PHW-003 |  | 1509.6 | Trench Stop
[11 empty] | PHW | PHW-TS-0113 | D-DWG-PHW-003 |  | 1517.9 | Trench Stop
[11 empty] | PHW | PHW-TS-0114 | D-DWG-PHW-003 |  | 1526.2 | Trench Stop
[11 empty] | PHW | PHW-TS-0115 | D-DWG-PHW-003 |  | 1534.5 | Trench Stop
[11 empty] | PHW | PHW-TS-0116 | D-DWG-PHW-003 |  | 1542.8 | Trench Stop
[11 empty] | PHW | PHW-TS-0117 | D-DWG-PHW-003 |  | 1551.1 | Trench Stop
[11 empty] | PHW | PHW-TS-0118 | D-DWG-PHW-003 |  | 1559.4 | Trench Stop
[11 empty] | PHW | PHW-TS-0119 | D-DWG-PHW-003 |  | 1567.7 | Trench Stop
[11 empty] | PHW | PHW-TS-0120 | D-DWG-PHW-003 |  | 1576 | Trench Stop
[11 empty] | PHW | PHW-TS-0121 | D-DWG-PHW-003 |  | 1584.3 | Trench Stop
[11 empty] | PHW | PHW-TS-0122 | D-DWG-PHW-003 |  | 1592.6 | Trench Stop
[11 empty] | PHW | PHW-TS-0123 | D-DWG-PHW-003 |  | 1600.9 | Trench Stop
[11 empty] | PHW | PHW-TS-0124 | D-DWG-PHW-003 |  | 1615 | Trench Stop
[11 empty] | PHW | PHW-TS-0125 | D-DWG-PHW-003 |  | 1621.9 | Trench Stop
[11 empty] | PHW | PHW-TS-0126 | D-DWG-PHW-003 |  | 1628.8 | Trench Stop
[11 empty] | PHW | PHW-TS-0127 | D-DWG-PHW-003 |  | 1635.7 | Trench Stop
[11 empty] | PHW | PHW-TS-0128 | D-DWG-PHW-003 |  | 1643.25 | Trench Stop
[11 empty] | PHW | PHW-BS-0022 | D-DWG-PHW-003 |  | 1647.95 | Bulk Head
[11 empty] | PHW | PHW-TS-0129 | D-DWG-PHW-003 |  | 1652.65 | Trench Stop
[11 empty] | PHW | PHW-TS-0130 | D-DWG-PHW-003 |  | 1657.35 | Trench Stop
[11 empty] | PHW | PHW-TS-0131 | D-DWG-PHW-003 |  | 1662.05 | Trench Stop
[11 empty] | PHW | PHW-BS-0023 | D-DWG-PHW-003 |  | 1666.75 | Bulk Head
[11 empty] | PHW | PHW-TS-0132 | D-DWG-PHW-003 |  | 1671.45 | Trench Stop
[11 empty] | PHW | PHW-TS-0133 | D-DWG-PHW-003 |  | 1679.6 | Trench Stop
[11 empty] | PHW | PHW-TS-0134 | D-DWG-PHW-003 |  | 1688.3 | Trench Stop
[11 empty] | PHW | PHW-TS-0135 | D-DWG-PHW-003 |  | 1788 | Trench Stop
[11 empty] | PHW | PHW-TS-0136 | D-DWG-PHW-003 |  | 1791.2 | Trench Stop
[11 empty] | PHW | PHW-BS-0024 | D-DWG-PHW-003 |  | 1792.8 | Bulk Head
[11 empty] | PHW | PHW-TS-0137 | D-DWG-PHW-003 |  | 1794.4 | Trench Stop
[11 empty] | PHW | PHW-TS-0138 | D-DWG-PHW-003 |  | 1797.6 | Trench Stop
[11 empty] | PHW | PHW-TS-0139 | D-DWG-PHW-003 |  | 1809 | Trench Stop
[11 empty] | PHW | PHW-TS-0140 | D-DWG-PHW-003 |  | 1819 | Trench Stop
[11 empty] | PHW | PHW-TS-0141 | D-DWG-PHW-004 |  | 2125 | Trench Stop
[11 empty] | PHW | PHW-TS-0142 | D-DWG-PHW-004 |  | 2131 | Trench Stop
[11 empty] | PHW | PHW-TS-0143 | D-DWG-PHW-004 |  | 2146 | Trench Stop
[11 empty] | PHW | PHW-TS-0144 | D-DWG-PHW-004 |  | 2157.5 | Trench Stop
[11 empty] | PHW | PHW-TS-0145 | D-DWG-PHW-004 |  | 2169 | Trench Stop
[11 empty] | PHW | PHW-TS-0146 | D-DWG-PHW-004 |  | 2180.5 | Trench Stop
[11 empty] | PHW | PHW-TS-0147 | D-DWG-PHW-004 |  | 2192 | Trench Stop
[11 empty] | PHW | PHW-TS-0148 | D-DWG-PHW-004 |  | 2203.5 | Trench Stop
[11 empty] | PHW | PHW-TS-0149 | D-DWG-PHW-004 |  | 2215 | Trench Stop
[11 empty] | PHW | PHW-TS-0150 | D-DWG-PHW-004 |  | 2226.5 | Trench Stop
[11 empty] | PHW | PHW-TS-0151 | D-DWG-PHW-004 |  | 2238 | Trench Stop
[11 empty] | PHW | PHW-TS-0152 | D-DWG-PHW-004 |  | 2249.5 | Trench Stop
[11 empty] | PHW | PHW-TS-0153 | D-DWG-PHW-004 |  | 2261 | Trench Stop
[11 empty] | PHW | PHW-TS-0154 | D-DWG-PHW-004 |  | 2272.5 | Trench Stop
[11 empty] | PHW | PHW-TS-0155 | D-DWG-PHW-004 |  | 2284 | Trench Stop
[11 empty] | PHW | PHW-TS-0156 | D-DWG-PHW-004 |  | 2295.5 | Trench Stop
[11 empty] | PHW | PHW-TS-0157 | D-DWG-PHW-004 |  | 2307 | Trench Stop
[11 empty] | PHW | PHW-TS-0158 | D-DWG-PHW-004 |  | 2318.5 | Trench Stop
[11 empty] | PHW | PHW-TS-0159 | D-DWG-PHW-004 |  | 2330 | Trench Stop
[11 empty] | PHW | PHW-TS-0160 | D-DWG-PHW-004 |  | 2339.6 | Trench Stop
[11 empty] | PHW | PHW-TS-0161 | D-DWG-PHW-004 |  | 2350.1 | Trench Stop
[11 empty] | PHW | PHW-TS-0162 | D-DWG-PHW-004 |  | 2360.6 | Trench Stop
[11 empty] | PHW | PHW-TS-0163 | D-DWG-PHW-004 |  | 2371.1 | Trench Stop
[11 empty] | PHW | PHW-TS-0164 | D-DWG-PHW-004 |  | 2381.6 | Trench Stop
[11 empty] | PHW | PHW-TS-0165 | D-DWG-PHW-004 |  | 2392.1 | Trench Stop
[11 empty] | PHW | PHW-TS-0166 | D-DWG-PHW-004 |  | 2402.6 | Trench Stop
[11 empty] | PHW | PHW-TS-0167 | D-DWG-PHW-004 |  | 2413.1 | Trench Stop
[11 empty] | PHW | PHW-TS-0168 | D-DWG-PHW-004 |  | 2423.6 | Trench Stop
[11 empty] | PHW | PHW-TS-0169 | D-DWG-PHW-004 |  | 2434.1 | Trench Stop
[11 empty] | PHW | PHW-TS-0170 | D-DWG-PHW-004 |  | 2444.6 | Trench Stop
[11 empty] | PHW | PHW-TS-0171 | D-DWG-PHW-004 |  | 2521.3 | Trench Stop
[11 empty] | PHW | PHW-TS-0172 | D-DWG-PHW-004 |  | 2537 | Trench Stop
[11 empty] | PHW | PHW-TS-0173 | D-DWG-PHW-004 |  | 2552.7 | Trench Stop
[11 empty] | PHW | PHW-TS-0174 | D-DWG-PHW-005 |  | 2930 | Trench Stop
[11 empty] | PHW | PHW-TS-0175 | D-DWG-PHW-005 |  | 2945.5 | Trench Stop
[11 empty] | PHW | PHW-TS-0176 | D-DWG-PHW-005 |  | 2961 | Trench Stop
[11 empty] | PHW | PHW-TS-0177 | D-DWG-PHW-005 |  | 2976.5 | Trench Stop
[11 empty] | PHW | PHW-TS-0178 | D-DWG-PHW-005 |  | 2988.6 | Trench Stop
[11 empty] | PHW | PHW-TS-0179 | D-DWG-PHW-005 |  | 3000.2 | Trench Stop
[11 empty] | PHW | PHW-TS-0180 | D-DWG-PHW-005 |  | 3011.8 | Trench Stop
[11 empty] | PHW | PHW-TS-0181 | D-DWG-PHW-005 |  | 3023.4 | Trench Stop
[11 empty] | PHW | PHW-TS-0182 | D-DWG-PHW-005 |  | 3035 | Trench Stop
[11 empty] | PHW | PHW-TS-0183 | D-DWG-PHW-005 |  | 3046.6 | Trench Stop
[11 empty] | PHW | PHW-TS-0184 | D-DWG-PHW-005 |  | 3058.2 | Trench Stop
[11 empty] | PHW | PHW-TS-0185 | D-DWG-PHW-005 |  | 3069.8 | Trench Stop
[11 empty] | PHW | PHW-TS-0186 | D-DWG-PHW-005 |  | 3081.4 | Trench Stop
[11 empty] | PHW | PHW-TS-0187 | D-DWG-PHW-005 |  | 3093 | Trench Stop
[11 empty] | PHW | PHW-TS-0188 | D-DWG-PHW-005 |  | 3104.6 | Trench Stop
[11 empty] | PHW | PHW-TS-0189 | D-DWG-PHW-005 |  | 3116.2 | Trench Stop
[11 empty] | PHW | PHW-TS-0190 | D-DWG-PHW-005 |  | 3127.8 | Trench Stop
[11 empty] | PHW | PHW-TS-0191 | D-DWG-PHW-005 |  | 3139.4 | Trench Stop
[11 empty] | PHW | PHW-TS-0192 | D-DWG-PHW-005 |  | 3151 | Trench Stop
[11 empty] | PHW | PHW-TS-0193 | D-DWG-PHW-005 |  | 3162.6 | Trench Stop
[11 empty] | PHW | PHW-TS-0194 | D-DWG-PHW-005 |  | 3174.2 | Trench Stop
[11 empty] | PHW | PHW-TS-0195 | D-DWG-PHW-005 |  | 3185.8 | Trench Stop
[11 empty] | PHW | PHW-TS-0196 | D-DWG-PHW-005 |  | 3197.4 | Trench Stop
[11 empty] | PHW | PHW-TS-0197 | D-DWG-PHW-005 |  | 3432.6 | Trench Stop
[11 empty] | PHW | PHW-TS-0198 | D-DWG-PHW-005 |  | 3449.2 | Trench Stop
[11 empty] | PHW | PHW-TS-0199 | D-DWG-PHW-006 |  | 3836.4 | Trench Stop
[11 empty] | PHW | PHW-TS-0200 | D-DWG-PHW-006 |  | 3841.4 | Trench Stop
[11 empty] | PHW | PHW-TS-0201 | D-DWG-PHW-006 |  | 4105.75 | Trench Stop
[11 empty] | PHW | PHW-TS-0202 | D-DWG-PHW-007 | 7.1 | 4318.7 | Trench Stop
[11 empty] | PHW | PHW-TS-0203 | D-DWG-PHW-007 | 7.1 | 4327.2 | Trench Stop
[11 empty] | PHW | PHW-TS-0204 | D-DWG-PHW-007 | 7.1 | 4335.7 | Trench Stop
[11 empty] | PHW | PHW-TS-0205 | D-DWG-PHW-007 | 7.2 | 4613.5 | Trench Stop
[11 empty] | PHW | PHW-TS-0206 | D-DWG-PHW-007 | 7.2 | 4629.9 | Trench Stop
[11 empty] | PHW | PHW-TS-0207 | D-DWG-PHW-007 | 7.3 | 4859.3 | Trench Stop
[11 empty] | PHW | PHW-TS-0208 | D-DWG-PHW-007 | 7.3 | 4864.5 | Trench Stop
[11 empty] | PHW | PHW-TS-0209 | D-DWG-PHW-007 | 7.3 | 4869.7 | Trench Stop
[11 empty] | PHW | PHW-TS-0210 | D-DWG-PHW-007 | 7.3 | 4876.5 | Trench Stop
[11 empty] | PHW | PHW-TS-0211 | D-DWG-PHW-007 | 7.3 | 4886.1 | Trench Stop
[11 empty] | PHW | PHW-TS-0212 | D-DWG-PHW-007 | 7.3 | 4895.7 | Trench Stop
[11 empty] | PHW | PHW-TS-0213 | D-DWG-PHW-008 |  | 4905.3 | Trench Stop
[11 empty] | PHW | PHW-TS-0214 | D-DWG-PHW-008 |  | 4914.9 | Trench Stop
[11 empty] | PHW | PHW-TS-0215 | D-DWG-PHW-008 |  | 4954.1 | Trench Stop
[11 empty] | PHW | PHW-TS-0216 | D-DWG-PHW-008 |  | 5182.1 | Trench Stop
[11 empty] | PHW | PHW-TS-0217 | D-DWG-PHW-008 |  | 5195.6 | Trench Stop
[11 empty] | PHW | PHW-TS-0218 | D-DWG-PHW-008 |  | 5209.1 | Trench Stop
[11 empty] | PHW | PHW-TS-0219 | D-DWG-PHW-008 |  | 5222.6 | Trench Stop
[11 empty] | PHW | PHW-TS-0220 | D-DWG-PHW-008 |  | 5236.1 | Trench Stop
[11 empty] | PHW | PHW-TS-0221 | D-DWG-PHW-008 |  | 5249.6 | Trench Stop
[11 empty] | PHW | PHW-TS-0222 | D-DWG-PHW-008 |  | 5263.1 | Trench Stop
[11 empty] | PHW | PHW-TS-0223 | D-DWG-PHW-008 |  | 5359.75 | Trench Stop
[11 empty] | PHW | PHW-TS-0224 | D-DWG-PHW-008 |  | 5367.35 | Trench Stop
[11 empty] | PHW | PHW-TS-0225 | D-DWG-PHW-008 |  | 5374.95 | Trench Stop
[11 empty] | PHW | PHW-TS-0226 | D-DWG-PHW-008 |  | 5382.55 | Trench Stop
[11 empty] | PHW | PHW-TS-0227 | D-DWG-PHW-008 |  | 5390.7 | Trench Stop
[11 empty] | PHW | PHW-TS-0228 | D-DWG-PHW-008 |  | 5401 | Trench Stop
[11 empty] | PHW | PHW-TS-0229 | D-DWG-PHW-008 |  | 5411.3 | Trench Stop
[11 empty] | PHW | PHW-TS-0230 | D-DWG-PHW-008 |  | 5421.6 | Trench Stop
[11 empty] | PHW | PHW-TS-0231 | D-DWG-PHW-008 |  | 5431.9 | Trench Stop
[11 empty] | PHW | PHW-TS-0232 | D-DWG-PHW-008 |  | 5442.2 | Trench Stop
[11 empty] | PHW | PHW-TS-0233 | D-DWG-PHW-008 |  | 5452.5 | Trench Stop
[11 empty] | PHW | PHW-TS-0234 | D-DWG-PHW-008 |  | 5462.8 | Trench Stop
[11 empty] | PHW | PHW-TS-0235 | D-DWG-PHW-008 |  | 5473.1 | Trench Stop
[11 empty] | PHW | PHW-TS-0236 | D-DWG-PHW-008 |  | 5483.4 | Trench Stop
[11 empty] | PHW | PHW-TS-0237 | D-DWG-PHW-008 |  | 5493.7 | Trench Stop
[11 empty] | PHW | PHW-TS-0238 | D-DWG-PHW-008 |  | 5501.6 | Trench Stop
[11 empty] | PHW | PHW-TS-0239 | D-DWG-PHW-008 |  | 5508.4 | Trench Stop
[11 empty] | PHW | PHW-TS-0240 | D-DWG-PHW-008 |  | 5515.2 | Trench Stop
[11 empty] | PHW | PHW-TS-0241 | D-DWG-PHW-008 |  | 5522 | Trench Stop
[11 empty] | PHW | PHW-TS-0242 | D-DWG-PHW-008 |  | 5527.6 | Trench Stop
[11 empty] | PHW | PHW-TS-0243 | D-DWG-PHW-008 |  | 5536 | Trench Stop
[11 empty] | PHW | PHW-TS-0244 | D-DWG-PHW-008 |  | 5544.4 | Trench Stop
[11 empty] | PHW | PHW-TS-0245 | D-DWG-PHW-008 |  | 5552.8 | Trench Stop
[11 empty] | PHW | PHW-TS-0246 | D-DWG-PHW-008 |  | 5561.2 | Trench Stop
[11 empty] | PHW | PHW-TS-0247 | D-DWG-PHW-008 |  | 5569.6 | Trench Stop
[11 empty] | PHW | PHW-TS-0248 | D-DWG-PHW-009 | 9.1 | 5671.2 | Trench Stop
[11 empty] | PHW | PHW-TS-0249 | D-DWG-PHW-009 | 9.1 | 5682.7 | Trench Stop
[11 empty] | PHW | PHW-TS-0250 | D-DWG-PHW-009 | 9.1 | 5694.2 | Trench Stop
[11 empty] | PHW | PHW-TS-0251 | D-DWG-PHW-009 | 9.1 | 5705.7 | Trench Stop
[11 empty] | PHW | PHW-TS-0252 | D-DWG-PHW-009 | 9.1 | 5717.2 | Trench Stop
[11 empty] | PHW | PHW-TS-0253 | D-DWG-PHW-009 | 9.2 | 5723.75 | Trench Stop
[11 empty] | PHW | PHW-BS-0025 | D-DWG-PHW-009 | 9.2 | 5726.4 | Bulk Head
[11 empty] | PHW | PHW-TS-0254 | D-DWG-PHW-009 | 9.2 | 5729.05 | Trench Stop
[11 empty] | PHW | PHW-BS-0026 | D-DWG-PHW-009 | 9.3 | 5733 | Bulk Head
[11 empty] | PHW | PHW-BS-0027 | D-DWG-PHW-009 | 9.3 | 5736 | Bulk Head
[11 empty] | PHW | PHW-BS-0028 | D-DWG-PHW-009 | 9.3 | 5739 | Bulk Head
[11 empty] | PHW | PHW-BS-0029 | D-DWG-PHW-009 | 9.3 | 5742 | Bulk Head
[11 empty] | PHW | PHW-BS-0030 | D-DWG-PHW-009 | 9.3 | 5745 | Bulk Head
[11 empty] | PHW | PHW-BS-0031 | D-DWG-PHW-009 | 9.3 | 5748 | Bulk Head
[11 empty] | PHW | PHW-BS-0032 | D-DWG-PHW-009 | 9.3 | 5751 | Bulk Head
[11 empty] | PHW | PHW-BS-0033 | D-DWG-PHW-009 | 9.3 | 5754 | Bulk Head
[11 empty] | PHW | PHW-TS-0255 | D-DWG-PHW-009 | 9.4 | 5756.6 | Trench Stop
[11 empty] | PHW | PHW-TS-0256 | D-DWG-PHW-009 | 9.4 | 5761 | Trench Stop
[11 empty] | PHW | PHW-TS-0257 | D-DWG-PHW-009 | 9.4 | 5765.4 | Trench Stop
[11 empty] | PHW | PHW-TS-0258 | D-DWG-PHW-009 | 9.4 | 5769.8 | Trench Stop
[11 empty] | PHW | PHW-TS-0259 | D-DWG-PHW-009 | 9.5 | 5775.3 | Trench Stop
[11 empty] | PHW | PHW-TS-0260 | D-DWG-PHW-009 | 9.5 | 5783.5 | Trench Stop
[11 empty] | PHW | PHW-TS-0261 | D-DWG-PHW-009 | 9.5 | 5791.7 | Trench Stop
[11 empty] | PHW | PHW-TS-0262 | D-DWG-PHW-009 | 9.5 | 5799.9 | Trench Stop
[11 empty] | PHW | PHW-TS-0263 | D-DWG-PHW-009 | 9.5 | 5808.1 | Trench Stop
[11 empty] | PHW | PHW-TS-0264 | D-DWG-PHW-009 | 9.5 | 5816.3 | Trench Stop
[11 empty] | PHW | PHW-TS-0265 | D-DWG-PHW-009 | 9.6 | 5825.2 | Trench Stop
[11 empty] | PHW | PHW-TS-0266 | D-DWG-PHW-009 | 9.6 | 5835.2 | Trench Stop
[11 empty] | PHW | PHW-TS-0267 | D-DWG-PHW-009 | 9.6 | 5845.2 | Trench Stop
[11 empty] | PHW | PHW-TS-0268 | D-DWG-PHW-009 | 9.7 | 5852.3 | Trench Stop
[11 empty] | PHW | PHW-TS-0269 | D-DWG-PHW-009 | 9.7 | 5855.6 | Trench Stop
[11 empty] | PHW | PHW-BS-0034 | D-DWG-PHW-009 | 9.7 | 5857.25 | Bulk Head
[11 empty] | PHW | PHW-TS-0270 | D-DWG-PHW-009 | 9.7 | 5858.9 | Trench Stop
[11 empty] | PHW | PHW-TS-0271 | D-DWG-PHW-009 | 9.7 | 5862.2 | Trench Stop
[11 empty] | PHW | PHW-TS-0272 | D-DWG-PHW-009 | 9.8 | 5870 | Trench Stop
[11 empty] | PHW | PHW-TS-0273 | D-DWG-PHW-009 | 9.8 | 5875 | Trench Stop
[11 empty] | PHW | PHW-BS-0035 | D-DWG-PHW-009 | 9.8 | 5877.5 | Bulk Head
[11 empty] | PHW | PHW-TS-0274 | D-DWG-PHW-009 | 9.8 | 5880 | Trench Stop
[11 empty] | PHW | PHW-TS-0275 | D-DWG-PHW-009 | 9.8 | 5885 | Trench Stop
[11 empty] | PHW | PHW-TS-0276 | D-DWG-PHW-009 | 9,9 | 5893.5 | Trench Stop
[11 empty] | PHW | PHW-TS-0277 | D-DWG-PHW-009 | 9.9.1 | 5914.6 | Trench Stop
[11 empty] | PHW | PHW-TS-0278 | D-DWG-PHW-009 | 9.1 | 5952.3 | Trench Stop
[11 empty] | PHW | PHW-TS-0279 | D-DWG-PHW-009 | 9.1 | 5959.4 | Trench Stop
[11 empty] | PHW | PHW-TS-0280 | D-DWG-PHW-009 | 9.1 | 5966.5 | Trench Stop
[11 empty] | PHW | PHW-TS-0281 | D-DWG-PHW-009 | 9.1 | 5973.6 | Trench Stop
[11 empty] | PHW | PHW-TS-0282 | D-DWG-PHW-009 | 9.1 | 5980.7 | Trench Stop
[11 empty] | PHW | PHW-TS-0283 | D-DWG-PHW-009 | 9.1 | 5987.8 | Trench Stop
[11 empty] | PHW | PHW-TS-0284 | D-DWG-PHW-009 | 9.1 | 5994.9 | Trench Stop
[11 empty] | PHW | PHW-TS-0285 | D-DWG-PHW-009 | 9.1 | 6002 | Trench Stop
[11 empty] | PHW | PHW-TS-0286 | D-DWG-PHW-009 | 9.1 | 6009.1 | Trench Stop
[11 empty] | PHW | PHW-TS-0287 | D-DWG-PHW-009 | 9.1 | 6016.2 | Trench Stop
[11 empty] | PHW | PHW-TS-0288 | D-DWG-PHW-009 | 9.1 | 6023.3 | Trench Stop
[11 empty] | PHW | PHW-TS-0289 | D-DWG-PHW-009 | 9.1 | 6030.4 | Trench Stop
[11 empty] | PHW | PHW-TS-0290 | D-DWG-PHW-009 | 9.1 | 6037.5 | Trench Stop
[11 empty] | PHW | PHW-TS-0291 | D-DWG-PHW-009 | 9.11 | 6042.5 | Trench Stop
[11 empty] | PHW | PHW-TS-0292 | D-DWG-PHW-009 | 9.11 | 6048.1 | Trench Stop
[11 empty] | PHW | PHW-BS-0036 | D-DWG-PHW-009 | 9.11 | 6053.7 | Bulk Head
[11 empty] | PHW | PHW-TS-0293 | D-DWG-PHW-009 | 9.11 | 6059.3 | Trench Stop
[11 empty] | PHW | PHW-TS-0294 | D-DWG-PHW-009 | 9.11 | 6064.9 | Trench Stop
[11 empty] | PHW | PHW-BS-0037 | D-DWG-PHW-009 | 9.11 | 6070.5 | Bulk Head
[11 empty] | PHW | PHW-TS-0295 | D-DWG-PHW-009 | 9.11 | 6076.1 | Trench Stop
[11 empty] | PHW | PHW-TS-0296 | D-DWG-PHW-009 | 9.11 | 6081.7 | Trench Stop
[11 empty] | PHW | PHW-BS-0038 | D-DWG-PHW-009 | 9.11 | 6087.3 | Bulk Head
[11 empty] | PHW | PHW-TS-0297 | D-DWG-PHW-009 | 9.11 | 6092.9 | Trench Stop
[11 empty] | PHW | PHW-TS-0298 | D-DWG-PHW-009 | 9.11 | 6098.5 | Trench Stop
[11 empty] | PHW | PHW-TS-0299 | D-DWG-PHW-009 | 9.12 | 6104 | Trench Stop
[11 empty] | PHW | PHW-TS-0300 | D-DWG-PHW-009 | 9.12 | 6111.8 | Trench Stop
[11 empty] | PHW | PHW-TS-0301 | D-DWG-PHW-009 | 9.13 | 6160.84 | Trench Stop
[11 empty] | PHW | PHW-TS-0302 | D-DWG-PHW-009 | 9.13 | 6169.24 | Trench Stop
[11 empty] | PHW | PHW-TS-0303 | D-DWG-PHW-009 | 9.13 | 6177.64 | Trench Stop
[11 empty] | PHW | PHW-TS-0304 | D-DWG-PHW-009 | 9.13 | 6186.04 | Trench Stop
[11 empty] | PHW | PHW-TS-0305 | D-DWG-PHW-009 | 9.13 | 6194.44 | Trench Stop
[11 empty] | PHW | PHW-TS-0306 | D-DWG-PHW-009 | 9.13 | 6202.84 | Trench Stop
[11 empty] | PHW | PHW-TS-0307 | D-DWG-PHW-009 | 9.13 | 6211.24 | Trench Stop
[11 empty] | PHW | PHW-TS-0308 | D-DWG-PHW-009 | 9.13 | 6219.64 | Trench Stop
[11 empty] | PHW | PHW-TS-0309 | D-DWG-PHW-009 | 9.13 | 6228.04 | Trench Stop
[11 empty] | PHW | PHW-TS-0310 | D-DWG-PHW-009 | 9.13 | 6236.44 | Trench Stop
[11 empty] | PHW | PHW-TS-0311 | D-DWG-PHW-009 | 9.13 | 6244.84 | Trench Stop
[11 empty] | PHW | PHW-TS-0312 | D-DWG-PHW-009 | 9.13 | 6253.24 | Trench Stop
[11 empty] | PHW | PHW-TS-0313 | D-DWG-PHW-009 | 9.13 | 6261.64 | Trench Stop
[11 empty] | PHW | PHW-TS-0314 | D-DWG-PHW-009 | 9.14 | 6270.6 | Trench Stop
[11 empty] | PHW | PHW-TS-0315 | D-DWG-PHW-009 | 9.14 | 6287.2 | Trench Stop
[11 empty] | PHW | PHW-TS-0316 | D-DWG-PHW-010 | 9.14 | 6303.8 | Trench Stop
[11 empty] | PHW | PHW-TS-0317 | D-DWG-PHW-010 | 9.14 | 6320.4 | Trench Stop
[11 empty] | PHW | PHW-TS-0318 | D-DWG-PHW-010 |  | 6337 | Trench Stop
[11 empty] | PHW | PHW-TS-0319 | D-DWG-PHW-010 |  | 6350.6 | Trench Stop
[11 empty] | PHW | PHW-TS-0320 | D-DWG-PHW-010 |  | 6366.1 | Trench Stop
[11 empty] | PHW | PHW-TS-0321 | D-DWG-PHW-010 |  | 6381.6 | Trench Stop
[11 empty] | PHW | PHW-TS-0322 | D-DWG-PHW-010 |  | 6397.1 | Trench Stop
[11 empty] | PHW | PHW-TS-0323 | D-DWG-PHW-010 |  | 6419.3 | Trench Stop
[11 empty] | PHW | PHW-TS-0324 | D-DWG-PHW-010 |  | 6426.4 | Trench Stop
[11 empty] | PHW | PHW-BS-0039 | D-DWG-PHW-010 |  | 6429.35 | Bulk Head
[11 empty] | PHW | PHW-TS-0325 | D-DWG-PHW-010 |  | 6432.3 | Trench Stop
[11 empty] | PHW | PHW-TS-0326 | D-DWG-PHW-010 |  | 6452.5 | Trench Stop
[11 empty] | PHW | PHW-TS-0327 | D-DWG-PHW-010 |  | 6459.5 | Trench Stop
[11 empty] | PHW | PHW-TS-0328 | D-DWG-PHW-010 |  | 6466.5 | Trench Stop
[11 empty] | PHW | PHW-BS-0040 | D-DWG-PHW-010 |  | 6474 | Bulk Head
[11 empty] | PHW | PHW-TS-0329 | D-DWG-PHW-010 |  | 6525.9 | Trench Stop
[11 empty] | PHW | PHW-TS-0330 | D-DWG-PHW-010 |  | 6545.1 | Trench Stop
[11 empty] | PHW | PHW-TS-0331 | D-DWG-PHW-010 |  | 6564.3 | Trench Stop
[11 empty] | PHW | PHW-TS-0332 | D-DWG-PHW-010 |  | 6937.9 | Trench Stop
[11 empty] | PHW | PHW-TS-0333 | D-DWG-PHW-010 |  | 6947.1 | Trench Stop
[11 empty] | PHW | PHW-TS-0334 | D-DWG-PHW-010 |  | 6956.3 | Trench Stop
[11 empty] | PHW | PHW-TS-0335 | D-DWG-PHW-010 |  | 6965.5 | Trench Stop
[11 empty] | PHW | PHW-TS-0336 | D-DWG-PHW-012 |  | 7839.4 | Trench Stop
[11 empty] | PHW | PHW-TS-0337 | D-DWG-PHW-012 |  | 7851.8 | Trench Stop
[11 empty] | PHW | PHW-TS-0338 | D-DWG-PHW-012 |  | 7864.2 | Trench Stop
[11 empty] | PHW | PHW-TS-0339 | D-DWG-PHW-012 |  | 7876.6 | Trench Stop
[11 empty] | PHW | PHW-TS-0340 | D-DWG-PHW-012 |  | 7937.9 | Trench Stop
[11 empty] | PHW | PHW-TS-0341 | D-DWG-PHW-012 |  | 7948.9 | Trench Stop
[11 empty] | PHW | PHW-TS-0342 | D-DWG-PHW-012 |  | 7959.9 | Trench Stop
[11 empty] | PHW | PHW-TS-0343 | D-DWG-PHW-012 |  | 7970.9 | Trench Stop
[11 empty] | PHW | PHW-TS-0344 | D-DWG-PHW-012 |  | 8192.4 | Trench Stop
[11 empty] | PHW | PHW-TS-0345 | D-DWG-PHW-012 |  | 8210 | Trench Stop
[11 empty] | PHW | PHW-TS-0346 | D-DWG-PHW-012 |  | 8285.9 | Trench Stop
[11 empty] | PHW | PHW-TS-0347 | D-DWG-PHW-012 |  | 8296.5 | Trench Stop
[11 empty] | PHW | PHW-TS-0348 | D-DWG-PHW-012 |  | 8307.1 | Trench Stop
[11 empty] | PHW | PHW-TS-0349 | D-DWG-PHW-012 |  | 8317.7 | Trench Stop
[11 empty] | PHW | PHW-TS-0350 | D-DWG-PHW-012 |  | 8328.3 | Trench Stop
[11 empty] | PHW | PHW-TS-0351 | D-DWG-PHW-012 |  | 8338.9 | Trench Stop
[11 empty] | PHW | PHW-TS-0352 | D-DWG-PHW-012 |  | 8349.5 | Trench Stop
[11 empty] | PHW | PHW-TS-0353 | D-DWG-PHW-012 |  | 8360.1 | Trench Stop
[11 empty] | PHW | PHW-TS-0354 | D-DWG-PHW-012 |  | 8370.7 | Trench Stop
[11 empty] | PHW | PHW-TS-0355 | D-DWG-PHW-013 |  | 9059.5 | Trench Stop
[11 empty] | PHW | PHW-TS-0356 | D-DWG-PHW-013 |  | 9067.5 | Trench Stop
[11 empty] | PHW | PHW-TS-0357 | D-DWG-PHW-013 |  | 9075.5 | Trench Stop
[11 empty] | PHW | PHW-TS-0358 | D-DWG-PHW-014 |  | 9126.6 | Trench Stop
[11 empty] | PHW | PHW-TS-0359 | D-DWG-PHW-014 |  | 9138.4 | Trench Stop
[11 empty] | PHW | PHW-TS-0360 | D-DWG-PHW-014 |  | 9150.2 | Trench Stop
[11 empty] | PHW | PHW-TS-0361 | D-DWG-PHW-014 |  | 9162 | Trench Stop
[11 empty] | PHW | PHW-TS-0362 | D-DWG-PHW-014 |  | 9173.8 | Trench Stop
[11 empty] | PHW | PHW-TS-0363 | D-DWG-PHW-014 |  | 9185.6 | Trench Stop
[11 empty] | PHW | PHW-TS-0364 | D-DWG-PHW-014 |  | 9197.4 | Trench Stop
[11 empty] | PHW | PHW-TS-0365 | D-DWG-PHW-014 |  | 9209.2 | Trench Stop
[11 empty] | PHW | PHW-TS-0366 | D-DWG-PHW-014 |  | 9221 | Trench Stop
[11 empty] | PHW | PHW-TS-0367 | D-DWG-PHW-014 |  | 9232.8 | Trench Stop
[11 empty] | PHW | PHW-TS-0368 | D-DWG-PHW-014 |  | 9244.6 | Trench Stop
[11 empty] | PHW | PHW-TS-0369 | D-DWG-PHW-014 |  | 9256.4 | Trench Stop
[11 empty] | PHW | PHW-TS-0370 | D-DWG-PHW-014 |  | 9441.2 | Trench Stop
[11 empty] | PHW | PHW-TS-0371 | D-DWG-PHW-014 |  | 9452 | Trench Stop
[11 empty] | PHW | PHW-TS-0372 | D-DWG-PHW-014 |  | 9462.8 | Trench Stop
[11 empty] | PHW | PHW-TS-0373 | D-DWG-PHW-014 |  | 9473.6 | Trench Stop
[11 empty] | PHW | PHW-TS-0374 | D-DWG-PHW-014 |  | 9484.4 | Trench Stop
[11 empty] | PHW | PHW-TS-0375 | D-DWG-PHW-014 |  | 9495.2 | Trench Stop
[11 empty] | PHW | PHW-TS-0376 | D-DWG-PHW-014 |  | 9506 | Trench Stop
[11 empty] | PHW | PHW-TS-0377 | D-DWG-PHW-015 |  | 9840.5 | Trench Stop
[11 empty] | PHW | PHW-TS-0378 | D-DWG-PHW-015 |  | 9852.1 | Trench Stop
[11 empty] | PHW | PHW-TS-0379 | D-DWG-PHW-015 |  | 9981.4 | Trench Stop
[11 empty] | PHW | PHW-TS-0380 | D-DWG-PHW-015 |  | 9987.5 | Trench Stop
[11 empty] | PHW | PHW-TS-0381 | D-DWG-PHW-015 |  | 9993.6 | Trench Stop
[11 empty] | PHW | PHW-TS-0382 | D-DWG-PHW-015 |  | 10373.15 | Trench Stop
[11 empty] | PHW | PHW-TS-0383 | D-DWG-PHW-017 |  | 11279.5 | Trench Stop
[11 empty] | PHW | PHW-TS-0384 | D-DWG-PHW-017 |  | 11328.6 | Trench Stop
[11 empty] | PHW | PHW-TS-0385 | D-DWG-PHW-017 |  | 11345.9 | Trench Stop
[11 empty] | PHW | PHW-TS-0386 | D-DWG-PHW-017 |  | 11581 | Trench Stop
[11 empty] | PHW | PHW-TS-0387 | D-DWG-PHW-017 |  | 11584.3 | Trench Stop
[11 empty] | PHW | PHW-TS-0388 | D-DWG-PHW-017 |  | 11587.6 | Trench Stop
[11 empty] | PHW | PHW-TS-0389 | D-DWG-PHW-018 |  | 12461 | Trench Stop
[11 empty] | PHW | PHW-TS-0390 | D-DWG-PHW-018 |  | 12468 | Trench Stop
[11 empty] | PHW | PHW-TS-0391 | D-DWG-PHW-019 |  | 12646.7 | Trench Stop
[11 empty] | PHW | PHW-TS-0392 | D-DWG-PHW-019 |  | 13242.2 | Trench Stop
[11 empty] | PHW | PHW-TS-0393 | D-DWG-PHW-019 |  | 13249.7 | Trench Stop
[11 empty] | PHW | PHW-TS-0394 | D-DWG-PHW-028 |  | 19009.5 | Trench Stop
[11 empty] | PHW | PHW-TS-0395 | D-DWG-PHW-028 |  | 19022.1 | Trench Stop
[11 empty] | PHW | PHW-TS-0396 | D-DWG-PHW-028 |  | 19039.67 | Trench Stop
[11 empty] | PHW | PHW-TS-0397 | D-DWG-PHW-028 |  | 19047.47 | Trench Stop
[11 empty] | PHW | PHW-TS-0398 | D-DWG-PHW-028 |  | 19055.27 | Trench Stop
[11 empty] | PHW | PHW-TS-0399 | D-DWG-PHW-028 |  | 19063.07 | Trench Stop
[11 empty] | PHW | PHW-TS-0400 | D-DWG-PHW-028 |  | 19070.87 | Trench Stop
[11 empty] | PHW | PHW-TS-0401 | D-DWG-PHW-028 |  | 19078.67 | Trench Stop
[11 empty] | PHW | PHW-TS-0402 | D-DWG-PHW-028 |  | 19086.47 | Trench Stop
[11 empty] | PHW | PHW-TS-0403 | D-DWG-PHW-028 |  | 19094.27 | Trench Stop
[11 empty] | PHW | PHW-TS-0404 | D-DWG-PHW-028 |  | 19102.07 | Trench Stop
[11 empty] | PHW | PHW-TS-0405 | D-DWG-PHW-028 |  | 19109.87 | Trench Stop
[11 empty] | PHW | PHW-TS-0406 | D-DWG-PHW-028 |  | 19111 | Trench Stop
[11 empty] | PHW | PHW-BS-0041 | D-DWG-PHW-028 |  | 19139.744 | Bulk Head
[11 empty] | PHW | PHW-BS-0042 | D-DWG-PHW-028 |  | 19141.144 | Bulk Head
[11 empty] | PHW | PHW-BS-0043 | D-DWG-PHW-028 |  | 19142.544 | Bulk Head
[11 empty] | PHW | PHW-BS-0044 | D-DWG-PHW-028 |  | 19143.944 | Bulk Head
[11 empty] | PHW | PHW-BS-0045 | D-DWG-PHW-028 |  | 19145.344 | Bulk Head
[11 empty] | PHW | PHW-BS-0046 | D-DWG-PHW-028 |  | 19146.744 | Bulk Head
[11 empty] | PWG | PWG-TS-0001 | D-DWG-PWG-001 |  | 2 | Trench Stop
[11 empty] | PWG | PWG-BS-0001 | D-DWG-PWG-001 |  | 7 | Bulk Head
[11 empty] | PWG | PWG-TS-0002 | D-DWG-PWG-001 |  | 12 | Trench Stop
[11 empty] | PWG | PWG-TS-0003 | D-DWG-PWG-002 |  | 1190.9 | Trench Stop
[11 empty] | PWG | PWG-TS-0004 | D-DWG-PWG-003 |  | 2052.9 | Trench Stop
[11 empty] | PWG | PWG-TS-0005 | D-DWG-PWG-003 |  | 2061.5 | Trench Stop
[11 empty] | PWG | PWG-TS-0006 | D-DWG-PWG-006 |  | 4010.3 | Trench Stop
[11 empty] | PWG | PWG-TS-0007 | D-DWG-PWG-008 |  | 5445.3 | Trench Stop
[11 empty] | PWG | PWG-TS-0008 | D-DWG-PWG-013 |  | 8669.8 | Trench Stop
[11 empty] | PWG | PWG-TS-0009 | D-DWG-PWG-013 |  | 8677 | Trench Stop
[11 empty] | PWG | PWG-TS-0010 | D-DWG-PWG-014 |  | 9344.9 | Trench Stop
[11 empty] | PWG | PWG-TS-0011 | D-DWG-PWG-014 |  | 9358.4 | Trench Stop
[11 empty] | PWG | PWG-TS-0012 | D-DWG-PWG-014 |  | 9371.9 | Trench Stop
[11 empty] | PWG | PWG-TS-0013 | D-DWG-PWG-015 |  | 9810.2 | Trench Stop
[11 empty] | PWG | PWG-TS-0014 | D-DWG-PWG-015 |  | 9825.8 | Trench Stop
[11 empty] | PWG | PWG-TS-0015 | D-DWG-PWG-015 |  | 9841.4 | Trench Stop
[11 empty] | PWG | PWG-TS-0016 | D-DWG-PWG-016 |  | 11111.31 | Trench Stop
[11 empty] | PWG | PWG-TS-0017 | D-DWG-PWG-016 |  | 11118.61 | Trench Stop
[11 empty] | PWG | PWG-TS-0018 | D-DWG-PWG-016 |  | 11125.91 | Trench Stop
[11 empty] | PWG | PWG-TS-0019 | D-DWG-PWG-017 |  | 11305.8 | Trench Stop
[11 empty] | PWG | PWG-TS-0020 | D-DWG-PWG-017 |  | 11318.5 | Trench Stop
[11 empty] | PWG | PWG-TS-0021 | D-DWG-PWG-017 |  | 11331.2 | Trench Stop
[11 empty] | PWG | PWG-TS-0022 | D-DWG-PWG-020 |  | 13376.5 | Trench Stop
[11 empty] | PWG | PWG-TS-0023 | D-DWG-PWG-020 |  | 13384.4 | Trench Stop
[11 empty] | PWG | PWG-TS-0024 | D-DWG-PWG-020 |  | 13392.3 | Trench Stop
[11 empty] | PWG | PWG-TS-0025 | D-DWG-PWG-021 |  | 14244.2 | Trench Stop
[11 empty] | PWG | PWG-TS-0026 | D-DWG-PWG-021 |  | 14254.6 | Trench Stop
[11 empty] | PWG | PWG-TS-0027 | D-DWG-PWG-021 |  | 14577.5 | Trench Stop
[11 empty] | PWG | PWG-TS-0028 | D-DWG-PWG-021 |  | 14588.8 | Trench Stop
[11 empty] | PWG | PWG-TS-0029 | D-DWG-PWG-021 |  | 14600.1 | Trench Stop
[11 empty] | PWG | PWG-TS-0030 | D-DWG-PWG-021 |  | 14611.4 | Trench Stop
[11 empty] | PWG | PWG-TS-0031 | D-DWG-PWG-021 |  | 14622.7 | Trench Stop
[11 empty] | PWG | PWG-TS-0032 | D-DWG-PWG-027 |  | 18779.3 | Trench Stop
[11 empty] | PWG | PWG-TS-0033 | D-DWG-PWG-036 |  | 25025.6 | Trench Stop
[11 empty] | PWG | PWG-TS-0034 | D-DWG-PWG-036 |  | 25039.6 | Trench Stop
[11 empty] | PWG | PWG-TS-0035 | D-DWG-PWG-036 |  | 25053.6 | Trench Stop
[11 empty] | PWG | PWG-TS-0036 | D-DWG-PWG-036 |  | 25067.6 | Trench Stop
Verbatim rows from Trench&Bulkheads- T2W_PIPELINE.xlsm, sheet 'Master Register - LandPartners', source revision dated 2026-08-17. Reloaded 24 Aug 2026; the previous load (452 rows) is preserved in the dated backup.

## Src - Foreign Service
Asset Id | Pipeline Section | KP | Utility Description | Utility Type | Operator | Size (mm) | Info Source | Drawing # | Drawing (superseded) | Included in Current Plan | Comments | Source Row
PHW-FN-0001 | PHW | 15 | FENCE LINE NO POSTS | FENCE |  |  |  | D-DWG-PHW-001.2 | D-DWG-PHW-001_C | Yes |  | 2
PHW-CM-0001 | PHW | 38 | BYDA TELSTRA COMMSTUD | COMMUNICATIONS | Telstra |  | BYDA | D-DWG-PHW-001.2 | D-DWG-PHW-001_C | Yes |  | 3
PHW-CM-0002 | PHW | 44 | BYDA TELSTRA COMMSTUD | COMMUNICATIONS | Telstra |  | BYDA | D-DWG-PHW-001.2 | D-DWG-PHW-001_C | Yes |  | 4
PHW-CM-0003 | PHW | 361 | BYDA TELSTRA COMMSTUD | COMMUNICATIONS | Telstra |  | BYDA | D-DWG-PHW-001.2 | D-DWG-PHW-001_C | Yes |  | 5
PHW-EL-0001 | PHW | 364 | PUP ELECTRICITY | ELECTRICITY |  |  | PUP | D-DWG-PHW-001.2 |  | Yes |  | 6
PHW-FN-0002 | PHW | 671 | FENCE LINE NO POSTS | FENCE |  |  |  | D-DWG-PHW-001.2 | D-DWG-PHW-001_C | Yes |  | 7
PHW-DR-0001 | PHW | 1105 | PUP DRAINAGE DN375 | DRAINAGE |  | 375 | PUP | D-DWG-PHW-002.2 |  | Yes |  | 8
PHW-SW-0001 | PHW | 1242 | BYDA TRC SEWER | SEWER | Toowoomba Regional Council |  | BYDA | D-DWG-PHW-002.2 | D-DWG-PHW-002_C | Yes | DEPTH OF DUAL SEWER MAINS NOT KNOWN AT EXACT CROSSING LOCATION. CONTRACTOR TO CONFIRM PRIOR TO D&C DESIGN. | 9
PHW-SW-0002 | PHW | 1243 | PUP SEWER DN375 | SEWER |  | 375 | PUP | D-DWG-PHW-002.2 |  | Yes | DEPTH OF DUAL SEWER MAINS NOT KNOWN AT EXACT CROSSING LOCATION. CONTRACTOR TO CONFIRM PRIOR TO D&C DESIGN. | 10
PHW-EL-0002 | PHW | 1459 | PUP ELECTRICITY | ELECTRICITY |  |  | PUP | D-DWG-PHW-003.2 | D-DWG-PHW-003_C | Yes |  | 11
PHW-FN-0003 | PHW | 1462 | FENCE LINE NO POSTS | FENCE |  |  |  | D-DWG-PHW-003.2 | D-DWG-PHW-003_C | Yes |  | 12
PHW-FN-0004 | PHW | 1534 | FENCE LINE NO POSTS | FENCE |  |  |  | D-DWG-PHW-003.2 | D-DWG-PHW-003_C | Yes |  | 13
PHW-FN-0005 | PHW | 1736 | FENCE LINE NO POSTS | FENCE |  |  |  | D-DWG-PHW-003.2 | D-DWG-PHW-003_C | Yes |  | 14
PHW-FN-0006 | PHW | 1820 | FENCE CHAINWIRE | FENCE |  |  |  | D-DWG-PHW-003.2 | D-DWG-PHW-003_C | Yes |  | 15
PHW-FN-0007 | PHW | 1868 | FENCE LINE NO POSTS | FENCE |  |  |  | D-DWG-PHW-003.2 | D-DWG-PHW-003_C | Yes |  | 16
PHW-FN-0008 | PHW | 1897 | FENCE LINE NO POSTS | FENCE |  |  |  | D-DWG-PHW-003.2 | D-DWG-PHW-003_C | Yes |  | 17
PHW-FN-0009 | PHW | 1915 | FENCE LINE NO POSTS | FENCE |  |  |  | D-DWG-PHW-003.2 | D-DWG-PHW-003_C | Yes | Not Included in Rev 2 | 18
PHW-FN-0010 | PHW | 2062 | FENCE CHAINWIRE | FENCE |  |  |  | D-DWG-PHW-003.2 | D-DWG-PHW-003_C | Yes |  | 19
PHW-FN-0011 | PHW | 2062 | FENCE LINE NO POSTS | FENCE |  |  |  | D-DWG-PHW-003.2 | D-DWG-PHW-003_C | Yes |  | 20
PHW-CM-0004 | PHW | 2093 | BYDA TELSTRA COMMSTUD | COMMUNICATIONS | Telstra |  | BYDA | D-DWG-PHW-003.2 | D-DWG-PHW-003_C | Yes |  | 21
PHW-RW-0001 | PHW | 2104 | BYDA RECYCLED WATER | WATER - RECYCLED |  |  | BYDA | D-DWG-PHW-004.2 |  | Yes |  | 22
PHW-CM-0005 | PHW | 2108 | BYDA TELSTRA COMMSTUD | COMMUNICATIONS | Telstra |  | BYDA | D-DWG-PHW-004.2 | D-DWG-PHW-004_C | Yes |  | 23
PHW-FN-0012 | PHW | 2123 | FENCE CHAINWIRE | FENCE |  |  |  | D-DWG-PHW-004.2 |  | Yes |  | 24
PHW-WA-0001 | PHW | 2340 | BYDA WATER | WATER |  |  | BYDA | D-DWG-PHW-004.2 |  | Yes |  | 25
PHW-CM-0006 | PHW | 2506 | BYDA COMMS DN35 | COMMUNICATIONS |  | 35 | BYDA | D-DWG-PHW-004.2 |  | Yes |  | 26
PHW-WA-0002 | PHW | 2507 | BYDA WATER | WATER |  |  | BYDA | D-DWG-PHW-004.2 | D-DWG-PHW-004_C | Yes |  | 27
PHW-CM-0007 | PHW | 2560 | BYDA TELSTRA COMMSTUD | COMMUNICATIONS | Telstra |  | BYDA | D-DWG-PHW-004.2 |  | Yes |  | 28
PHW-WA-0003 | PHW | 2793 | BYDA WATER | WATER |  |  | BYDA | D-DWG-PHW-004.2 |  | Yes |  | 29
PHW-WA-0004 | PHW | 2793 | BYDA WATER | WATER |  |  | BYDA | D-DWG-PHW-004.2 |  | Yes |  | 30
PHW-FN-0013 | PHW | 2796 | FENCE CHAINWIRE | FENCE |  |  |  | D-DWG-PHW-004.2 |  | Yes |  | 31
PHW-WA-0005 | PHW | 2810 | BYDA WATER | WATER |  |  | BYDA | D-DWG-PHW-005.2 |  | Yes |  | 32
PHW-WA-0006 | PHW | 2813 | BYDA WATER DN450 | WATER |  | 450 | BYDA | D-DWG-PHW-005.2 |  | Yes |  | 33
PHW-CM-0008 | PHW | 2813 | BYDA COMMS DN15 | COMMUNICATIONS |  | 15 | BYDA | D-DWG-PHW-005.2 |  | Yes |  | 34
PHW-FN-0014 | PHW | 2923 | FENCE CHAINWIRE | FENCE |  |  |  | D-DWG-PHW-005.2 | D-DWG-PHW-005_C | Yes |  | 35
PHW-FN-0015 | PHW | 2923 | FENCE LINE NO POSTS | FENCE |  |  |  | D-DWG-PHW-005.2 | D-DWG-PHW-005_C | Yes |  | 36
PHW-EL-0004 | PHW | 3000 | PUP ELECTRICITY | ELECTRICITY | Ergon Energy |  | PUP | D-DWG-PHW-005.2 |  | Yes | POWER POLE TO BE RELOCATED BY OTHERS (ERGON) PRIOR TO CONSTRUCTION | 37
PHW-EL-0005 | PHW | 3350 | PUP ELECTRICITY | ELECTRICITY | Ergon Energy |  | PUP | D-DWG-PHW-005.2 |  | Yes | POWER POLE TO BE RELOCATED BY OTHERS (ERGON) PRIOR TO CONSTRUCTION | 38
PHW-WA-0007 | PHW | 3537 | BYDA WATER DN450 | WATER |  | 450 | BYDA | D-DWG-PHW-005.2 |  | Yes |  | 39
PHW-WA-0009 | PHW | 3544 | BYDA WATER DN450 | WATER |  | 450 | BYDA | D-DWG-PHW-005.2 |  | Yes |  | 40
PHW-CM-0009 | PHW | 3545 | BYDA COMMS DN15 | COMMUNICATIONS |  | 15 | BYDA | D-DWG-PHW-005.2 |  | Yes |  | 41
PHW-WA-0008 | PHW | 3538 | BYDA WATER DN450 | WATER |  | 450 | BYDA | D-DWG-PHW-006.2 |  | Yes |  | 42
PHW-WA-0010 | PHW | 3545 | BYDA WATER DN450 | WATER |  | 450 | BYDA | D-DWG-PHW-006.2 |  | Yes |  | 43
PHW-CM-0010 | PHW | 3546 | BYDA COMMS DN15 | COMMUNICATIONS |  | 15 | BYDA | D-DWG-PHW-006.2 |  | Yes |  | 44
PHW-EL-0006 | PHW | 3559 | PUP ELECTRICITY | ELECTRICITY |  |  | PUP | D-DWG-PHW-006.2 |  | Yes |  | 45
PHW-EL-0007 | PHW | 3560 | PUP ELECTRICITY | ELECTRICITY |  |  | PUP | D-DWG-PHW-006.2 |  | Yes |  | 46
PHW-CM-0011 | PHW | 3762 | BYDA TELSTRA COMMSTUD | COMMUNICATIONS | Telstra |  | BYDA | D-DWG-PHW-006.2 | D-DWG-PHW-006_C | Yes |  | 47
PHW-EL-0008 | PHW | 3762 | BYDA ELECTRICITY LV | ELECTRICITY |  |  | BYDA | D-DWG-PHW-006.2 | D-DWG-PHW-006_C | Yes |  | 48
PHW-CM-0012 | PHW | 3845 | BYDA COMMS DN15 | COMMUNICATIONS |  | 15 | BYDA | D-DWG-PHW-006.2 |  | Yes |  | 49
PHW-WA-0011 | PHW | 3847 | BYDA WATER DN450 | WATER |  | 450 | BYDA | D-DWG-PHW-006.2 |  | Yes |  | 50
PHW-WA-0012 | PHW | 3855 | BYDA WATER DN450 | WATER |  | 450 | BYDA | D-DWG-PHW-006.2 |  | Yes |  | 51
PHW-EL-0009 | PHW | 4102 | PUP ELECTRICITY | ELECTRICITY |  |  | PUP | D-DWG-PHW-006.2 |  | Yes |  | 52
PHW-WA-0013 | PHW | 4119 | BYDA WATER | WATER |  |  | BYDA | D-DWG-PHW-006.2 |  | Yes |  | 53
PHW-CM-0013 | PHW | 4178 | BYDA TELSTRA COMMS DN35 | COMMUNICATIONS | Telstra | 35 | BYDA | D-DWG-PHW-006.2 |  | Yes |  | 54
PHW-EL-0010 | PHW | 4178 | PUP ELECTRICITY | ELECTRICITY |  |  | PUP | D-DWG-PHW-006.2 |  | Yes |  | 55
PHW-EL-0011 | PHW | 4317 | PUP ELECTRICITY | ELECTRICITY |  |  | PUP | D-DWG-PHW-007.2 |  | Yes |  | 56
PHW-WA-0014 | PHW | 4417 | BYDA WATER DN450 | WATER |  | 450 | BYDA | D-DWG-PHW-007.2 |  | Yes |  | 57
PHW-CM-0014 | PHW | 4417 | BYDA COMMS DN15 | COMMUNICATIONS |  | 15 | BYDA | D-DWG-PHW-007.2 |  | Yes |  | 58
PHW-CM-0015 | PHW | 4435 | BYDA TELSTRA COMMS DN20 | COMMUNICATIONS | Telstra | 20 | BYDA | D-DWG-PHW-007.2 |  | Yes |  | 59
PHW-CM-0016 | PHW | 4437 | BYDA TELSTRA COMMSTUD | COMMUNICATIONS | Telstra |  | BYDA | D-DWG-PHW-007.2 | D-DWG-PHW-007_C | Yes |  | 60
PHW-SW-0003 | PHW | 4448 | BYDA TRC SEWER | SEWER | Toowoomba Regional Council |  | BYDA | D-DWG-PHW-007.2 | D-DWG-PHW-007_C | Yes |  | 61
PHW-CM-0017 | PHW | 5494 | BYDA TELSTRA COMMS | COMMUNICATIONS | Telstra |  | BYDA | D-DWG-PHW-008.2 |  | Yes |  | 62
PHW-CM-0018 | PHW | 5494 | BYDA TELSTRA COMMS | COMMUNICATIONS | Telstra |  | BYDA | D-DWG-PHW-008.2 |  | Yes |  | 63
PHW-GA-0001 | PHW | 6125 | BYDA GAS DN400 | GAS | APA Group | 400 | BYDA | D-DWG-PHW-009.2 |  | Yes | LOCATION/DEPTH OF DUAL APA GAS MAINS NOT KNOWN. CONTRACTOR TO CONFIRM PRIOR TO CONSTRUCTION. | 64
PHW-GA-0002 | PHW | 6141 | BYDA GAS DN400 | GAS |  | 400 | BYDA | D-DWG-PHW-009.2 |  | Yes |  | 65
PHW-GA-0003 | PHW | 6194 | BYDA GAS DN400 | GAS |  | 400 | BYDA | D-DWG-PHW-009.2 |  | Yes |  | 66
PHW-EL-0012 | PHW | 6237 | PUP ELECTRICITY | ELECTRICITY |  |  | PUP | D-DWG-PHW-009.2 | D-DWG-PHW-009_C | Yes |  | 67
PHW-FN-0016 | PHW | 6486 | FENCE LINE NO POST - WIRE ONLY | FENCE |  |  |  | D-DWG-PHW-010.2 |  | Yes |  | 68
PHW-GA-0004 | PHW | 6488 | PUP GAS DN250 | GAS | APA Group | 250 | PUP | D-DWG-PHW-010.2 |  | Yes | LOCATION/DEPTH OF DUAL APA GAS MAINS NOT KNOWN. CONTRACTOR TO CONFIRM PRIOR TO CONSTRUCTION. | 69
PHW-GA-0005 | PHW | 6494 | PUP GAS DN400 | GAS | APA Group | 400 | PUP | D-DWG-PHW-010.2 |  | Yes | LOCATION/DEPTH OF DUAL APA GAS MAINS NOT KNOWN. CONTRACTOR TO CONFIRM PRIOR TO CONSTRUCTION. | 70
PHW-FN-0017 | PHW | 6993 | FENCE LINE NO POSTS | FENCE |  |  |  | D-DWG-PHW-010.2 |  | Yes |  | 71
PHW-FN-0018 | PHW | 6993 | FENCE LINE NO POSTS | FENCE |  |  |  | D-DWG-PHW-010.2 |  | Yes |  | 72
PHW-CM-0019 | PHW | 6995 | BYDA TELSTRA COMMSTUD | COMMUNICATIONS | Telstra |  | BYDA | D-DWG-PHW-010.2 |  | Yes |  | 73
PHW-CM-0020 | PHW | 6996 | BYDA TELSTRA COMMSTUD | COMMUNICATIONS | Telstra |  | BYDA | D-DWG-PHW-010.2 |  | Yes |  | 74
PHW-CM-0021 | PHW | 6996 | BYDA TELSTRA COMMSTUD | COMMUNICATIONS | Telstra |  | BYDA | D-DWG-PHW-010.2 |  | Yes |  | 75
PHW-CM-0022 | PHW | 6997 | BYDA TELSTRA COMMSTUD | COMMUNICATIONS | Telstra |  | BYDA | D-DWG-PHW-010.2 |  | Yes |  | 76
PHW-CM-0023 | PHW | 6998 | BYDA NEXTGEN | COMMUNICATIONS | Nextgen |  | BYDA | D-DWG-PHW-010.2 |  | Yes |  | 77
PHW-CM-0024 | PHW | 7021 | BYDA NBN COMMS | COMMUNICATIONS | NBN Co |  | BYDA | D-DWG-PHW-011.2 | D-DWG-PHW-011_C | Yes |  | 78
PHW-CM-0025 | PHW | 7021 | BYDA NBN COMMS | COMMUNICATIONS | NBN Co |  | BYDA | D-DWG-PHW-011.2 | D-DWG-PHW-011_C | Yes |  | 79
PHW-WA-0015 | PHW | 7030 | BYDA TRC WATER | WATER | Toowoomba Regional Council |  | BYDA | D-DWG-PHW-011.2 | D-DWG-PHW-011_C | Yes |  | 80
PHW-EL-0013 | PHW | 7032 | PUP ELECTRICITY | ELECTRICITY |  |  | PUP | D-DWG-PHW-011.2 | D-DWG-PHW-011_C | Yes |  | 81
PHW-CM-0026 | PHW | 7033 | BYDA TELSTRA COMMS | COMMUNICATIONS | Telstra |  | BYDA | D-DWG-PHW-011.2 |  | Yes |  | 82
PHW-EL-0014 | PHW | 7481 | PUP ELECTRICITY | ELECTRICITY |  |  | PUP | D-DWG-PHW-011.2 |  | Yes |  | 83
PHW-CM-0027 | PHW | 7860 | BYDA TELSTRA COMMS DN50 | COMMUNICATIONS | Telstra | 50 | BYDA | D-DWG-PHW-012.2 |  | Yes |  | 84
PHW-EL-0015 | PHW | 7867 | PUP ELECTRICITY | ELECTRICITY |  |  | PUP | D-DWG-PHW-012.2 |  | Yes |  | 85
PHW-WA-0016 | PHW | 7882 | BYDA TRC WATER DN 375 | WATER | Toowoomba Regional Council | 375 | BYDA | D-DWG-PHW-012.2 |  | Yes | LOCATION/DEPTH OF WATER SERVICE NOT KNOWN. CONTRACTOR TO CONFIRM PRIOR TO CONSTRUCTION | 86
PHW-CM-0028 | PHW | 7903 | BYDA TELSTRA COMMS | COMMUNICATIONS | Telstra |  | BYDA | D-DWG-PHW-012.2 |  | Yes |  | 87
PHW-CM-0029 | PHW | 9476 | BYDA COMMS DN50 | COMMUNICATIONS |  | 50 | BYDA | D-DWG-PHW-014.2 |  | Yes |  | 88
PHW-CM-0030 | PHW | 9698 | BYDA COMMS DN50 | COMMUNICATIONS |  | 50 | BYDA | D-DWG-PHW-014.2 |  | Yes |  | 89
| PHW | 10595 | EUD LEVEL | SURVEY LEVEL |  |  |  | D-DWG-PHW-016.2 |  | Yes | UNKOWN ASSET | 90
| PHW | 10597 | DG LEVEL | SURVEY LEVEL |  |  |  | D-DWG-PHW-016.2 |  | Yes | UNKOWN ASSET | 91
| PHW | 10598 | DG LEVEL | SURVEY LEVEL |  |  |  | D-DWG-PHW-016.2 |  | Yes | UNKOWN ASSET | 92
| PHW | 10599 | DG LEVEL | SURVEY LEVEL |  |  |  | D-DWG-PHW-016.2 |  | Yes | UNKOWN ASSET | 93
| PHW | 10609 | EUD LEVEL | SURVEY LEVEL |  |  |  | D-DWG-PHW-016.2 |  | Yes | UNKOWN ASSET | 94
| PHW | 10610 | DG LEVEL | SURVEY LEVEL |  |  |  | D-DWG-PHW-016.2 |  | Yes | UNKOWN ASSET | 95
| PHW | 10632 | EUD LEVEL | SURVEY LEVEL |  |  |  | D-DWG-PHW-016.2 |  | Yes | UNKOWN ASSET | 96
PHW-CM-0031 | PHW | 10642 | BYDA TELSTRA COMMS DN100 | COMMUNICATIONS | Telstra | 100 | BYDA | D-DWG-PHW-016.2 |  | Yes |  | 97
PHW-EL-0016 | PHW | 10676 | PUP ELECTRICITY | ELECTRICITY |  |  | PUP | D-DWG-PHW-016.2 | D-DWG-PHW-016_C | Yes |  | 98
PHW-EL-0017 | PHW | 10691 | PUP ELECTRICITY | ELECTRICITY |  |  | PUP | D-DWG-PHW-016.2 | D-DWG-PHW-016_C | Yes |  | 99
PHW-CM-0032 | PHW | 10692 | BYDA TELSTRA COMS | COMMUNICATIONS | Telstra |  | BYDA | D-DWG-PHW-016.2 |  | Yes |  | 100
PHW-CM-0033 | PHW | 10775 | BYDA TELSTRA COMS DN50 | COMMUNICATIONS | Telstra | 50 | BYDA | D-DWG-PHW-016.2 |  | Yes |  | 101
PHW-EL-0018 | PHW | 10793 | PUP ELECTRICITY | ELECTRICITY |  |  | PUP | D-DWG-PHW-016.2 |  | Yes |  | 102
PHW-CM-0034 | PHW | 11188 | BYDA TELSTRA COMMS | COMMUNICATIONS | Telstra |  | BYDA | D-DWG-PHW-016.2 |  | Yes |  | 103
PHW-EL-0019 | PHW | 11379 | PUP ELECTRICITY | ELECTRICITY |  |  | PUP | D-DWG-PHW-017.2 |  | Yes |  | 104
PHW-FN-0019 | PHW | 11735 | FENCE LINE NO POST - WIRES ONLY | FENCE |  |  |  | D-DWG-PHW-017.2 |  | Yes |  | 105
PHW-CM-0035 | PHW | 12452 | BYDA TELSTRA COMMS DN100 | COMMUNICATIONS | Telstra | 100 | BYDA | D-DWG-PHW-018.2 |  | Yes |  | 106
PHW-EL-0020 | PHW | 12470 | PUP ELECTRICITY | ELECTRICITY |  |  | PUP | D-DWG-PHW-018.2 |  | Yes |  | 107
PHW-EL-0021 | PHW | 12470 | PUP ELECTRICITY | ELECTRICITY |  |  | PUP | D-DWG-PHW-018.2 |  | Yes |  | 108
PHW-CM-0036 | PHW | 12470 | BYDA COMMS DN100 | COMMUNICATIONS |  | 100 | BYDA | D-DWG-PHW-018.2 |  | Yes |  | 109
PHW-EL-0022 | PHW | 12507 | PUP ELECTRICITY | ELECTRICITY |  |  | PUP | D-DWG-PHW-018.2 |  | Yes |  | 110
PHW-CM-0037 | PHW | 12528 | BYDA TELSTRA COMMS DN100 | COMMUNICATIONS | Telstra | 100 | BYDA | D-DWG-PHW-018.2 |  | Yes |  | 111
PHW-EL-0023 | PHW | 12915 | PUP ELECTRICITY | ELECTRICITY |  |  | PUP | D-DWG-PHW-019.2 |  | Yes |  | 112
PHW-CM-0038 | PHW | 12969 | BYDA TELSTRA COMMS | COMMUNICATIONS | Telstra |  | BYDA | D-DWG-PHW-019.2 |  | Yes |  | 113
PHW-EL-0024 | PHW | 13024 | PUP ELECTRICITY | ELECTRICITY |  |  | PUP | D-DWG-PHW-019.2 |  | Yes |  | 114
PHW-WA-0017 | PHW | 13236 | BYDA TRC WATER DN300 | WATER | Toowoomba Regional Council | 300 | BYDA | D-DWG-PHW-019.2 |  | Yes | LOCATION/DEPTH OF WATER SERVICE NOT KNOWN.CONTRACTOR TO CONFIRM PRIOR TO CONSTRUCTION | 115
PHW-EL-0025 | PHW | 13243 | PUP ELECTRICITY | ELECTRICITY |  |  | PUP | D-DWG-PHW-019.2 |  | Yes |  | 116
PHW-CM-0039 | PHW | 13275 | PUP COMMS DN100 | COMMUNICATIONS |  | 100 | PUP | D-DWG-PHW-019.2 |  | Yes |  | 117
PHW-CM-0040 | PHW | 13278 | PUP COMMS DN100 | COMMUNICATIONS |  | 100 | PUP | D-DWG-PHW-019.2 |  | Yes |  | 118
PHW-CM-0041 | PHW | 13278 | PUP COMMS DN100 | COMMUNICATIONS |  | 100 | PUP | D-DWG-PHW-019.2 |  | Yes |  | 119
PHW-CM-0042 | PHW | 13278 | BYDA NBN COMMS DN100 | COMMUNICATIONS | NBN Co | 100 | BYDA | D-DWG-PHW-019.2 |  | Yes |  | 120
PHW-EL-0026 | PHW | 13287 | PUP ELECTRICITY | ELECTRICITY |  |  | PUP | D-DWG-PHW-019.2 |  | Yes |  | 121
PHW-CM-0043 | PHW | 13323 | BYDA TELSTRA COMMS DN100 | COMMUNICATIONS | Telstra | 100 | BYDA | D-DWG-PHW-020.2 |  | Yes |  | 122
PHW-EL-0027 | PHW | 13395 | PUP ELECTRICITY | ELECTRICITY |  |  | PUP | D-DWG-PHW-020.2 |  | Yes |  | 123
PHW-EL-0028 | PHW | 13556 | PUP ELECTRICITY | ELECTRICITY |  |  | PUP | D-DWG-PHW-020.2 |  | Yes |  | 124
PHW-EL-0029 | PHW | 13606 | PUP ELECTRICITY | ELECTRICITY |  |  | PUP | D-DWG-PHW-020.2 |  | Yes |  | 125
PHW-EL-0030 | PHW | 13613 | PUP ELECTRICITY | ELECTRICITY |  |  | PUP | D-DWG-PHW-020.2 |  | Yes |  | 126
PHW-EL-0031 | PHW | 13628 | PUP ELECTRICITY | ELECTRICITY |  |  | PUP | D-DWG-PHW-020.2 |  | Yes |  | 127
PHW-WA-0018 | PHW | 13644 | BYDA TRC WATER DN375 | WATER | Toowoomba Regional Council | 375 | BYDA | D-DWG-PHW-020.2 |  | Yes | LOCATION/DEPTH OF WATER SERVICE NOT KNOWN.CONTRACTOR TO CONFIRM PRIOR TO CONSTRUCTION | 128
PHW-CM-0044 | PHW | 13650 | BYDA TELSTA COMMS DN100 | COMMUNICATIONS | Telstra | 100 | BYDA | D-DWG-PHW-020.2 |  | Yes |  | 129
PHW-EL-0032 | PHW | 13950 | PUP ELECTRICITY | ELECTRICITY |  |  | PUP | D-DWG-PHW-020.2 |  | Yes |  | 130
PHW-CM-0045 | PHW | 14114 | BYDA NBN COMMS DN100 | COMMUNICATIONS | NBN Co | 100 | BYDA | D-DWG-PHW-021.2 |  | Yes |  | 131
PHW-CM-0046 | PHW | 14116 | BYDA TELSTRA COMMS DN35 | COMMUNICATIONS | Telstra | 35 | BYDA | D-DWG-PHW-021.2 |  | Yes |  | 132
PHW-EL-0033 | PHW | 14192 | PUP ELECTRICITY | ELECTRICITY |  |  | PUP | D-DWG-PHW-021.2 |  | Yes |  | 133
PHW-EL-0034 | PHW | 14335 | PUP ELECTRICITY | ELECTRICITY |  |  | PUP | D-DWG-PHW-021.2 |  | Yes |  | 134
PHW-CM-0047 | PHW | 14630 | BYDA TELSTRA COMMS DN35 | COMMUNICATIONS | Telstra | 35 | BYDA | D-DWG-PHW-021.2 |  | Yes |  | 135
PHW-SW-0004 | PHW | 14803 | BYDA TRC SEWER | SEWER | Toowoomba Regional Council |  | BYDA | D-DWG-PHW-022.2 | D-DWG-PHW-022_C | Yes |  | 136
PHW-EL-0035 | PHW | 14830 | PUP ELECTRICITY | ELECTRICITY |  |  | PUP | D-DWG-PHW-022.2 |  | Yes |  | 137
PHW-CM-0048 | PHW | 14832 | PUP COMMS DN100 | COMMUNICATIONS |  | 100 | PUP | D-DWG-PHW-022.2 |  | Yes |  | 138
PHW-EL-0036 | PHW | 14925 | PUP ELECTRICITY | ELECTRICITY |  |  | PUP | D-DWG-PHW-022.2 |  | Yes |  | 139
PHW-EL-0037 | PHW | 15049 | PUP ELECTRICITY | ELECTRICITY |  |  | PUP | D-DWG-PHW-022.2 |  | Yes |  | 140
PHW-EL-0038 | PHW | 15052 | PUP ELECTRICITY | ELECTRICITY |  |  | PUP | D-DWG-PHW-022.2 |  | Yes |  | 141
PHW-CM-0049 | PHW | 15054 | BYDA TELSTRA COMMS DN50 | COMMUNICATIONS | Telstra | 50 | BYDA | D-DWG-PHW-022.2 |  | Yes |  | 142
PHW-CM-0050 | PHW | 15758 | BYDA TELSTRA COMMS DN50 | COMMUNICATIONS | Telstra | 50 | BYDA | D-DWG-PHW-023.2 |  | Yes |  | 143
PHW-CM-0051 | PHW | 15763 | BYDA TELSTRA COMMS DN50 | COMMUNICATIONS | Telstra | 50 | BYDA | D-DWG-PHW-023.2 |  | Yes |  | 144
PHW-EL-0039 | PHW | 15769 | PUP ELECTRICITY | ELECTRICITY |  |  | PUP | D-DWG-PHW-023.2 |  | Yes |  | 145
PHW-EL-0040 | PHW | 16590 | PUP ELECTRICITY | ELECTRICITY |  |  | PUP | D-DWG-PHW-024.2 |  | Yes |  | 146
PHW-SW-0005 | PHW | 17031 | PUP SEWER DN375 | SEWER |  | 375 | PUP | D-DWG-PHW-025.2 |  | Yes |  | 147
PHW-SW-0006 | PHW | 18078 | BYDA SEWER DN375 | SEWER |  | 375 | BYDA | D-DWG-PHW-026.2 |  | Yes |  | 148
PHW-CM-0052 | PHW | 18079 | BYD TELSTRA COMMS | COMMUNICATIONS | Telstra |  | BYDA | D-DWG-PHW-026.2 |  | Yes |  | 149
PHW-FN-0020 | PHW | 18452 | FENCE LINE NO POSTS - WIRES ONLY | FENCE |  |  |  | D-DWG-PHW-027.2 |  | Yes |  | 150
PHW-FN-0021 | PHW | 18507 | FENCE LINE NO POSTS - WIRES ONLY | FENCE |  |  |  | D-DWG-PHW-027.2 |  | Yes |  | 151
PHW-EL-0041 | PHW | 18601 | PUP ELECTRICITY | ELECTRICITY |  |  | PUP | D-DWG-PHW-027.2 |  | Yes |  | 152
PHW-CM-0053 | PHW | 18717 | BYDA TELSTRA COMMSTUD | COMMUNICATIONS | Telstra |  | BYDA | D-DWG-PHW-027.2 |  | Yes | LOCATION OF TELECOMS SERVICE NOT KNOWN.CONTRACTOR TO CONFIRM PRIOR TO CONSTRUCTION | 153
PHW-CM-0054 | PHW | 18828 | BYDA TELSTRA COMMS DN35 | COMMUNICATIONS | Telstra | 35 | BYDA | D-DWG-PHW-027.2 |  | Yes |  | 154
PHW-EL-0042 | PHW | 18889 | PUP ELECTRICITY | ELECTRICITY |  |  | PUP | D-DWG-PHW-027.2 |  | Yes |  | 155
PHW-CM-0055 | PHW | 19123 | BYDA TELSTRA COMMS DN20 | COMMUNICATIONS | Telstra | 20 | BYDA | D-DWG-PHW-028.2 |  | Yes | CONTRACTOR TO LOCATE EXISTING TELECOMS AND ENSURE PIGGING STATION DOES NOT CLASH | 156
PHW-FN-0022 | PHW | 19124 | FENCE LINE NO POSTS - WIRES ONLY | FENCE |  |  |  | D-DWG-PHW-028.2 |  | Yes |  | 157
PHW-FN-0023 | PHW | 19155 | FENCE LINE NO POSTS - WIRES ONLY | FENCE |  |  |  | D-DWG-PHW-028.2 |  | Yes |  | 158
PWG-CM-0001 | PWG | 12 | BYDA TELSTRA COMMS DN20 | COMMUNICATIONS | Telstra | 20 | BYDA | D-DWG-PWG-001.2 |  | Yes |  | 159
PWG-FN-0001 | PWG | 635 | FENCE LINE NO POSTS - WIRES ONLY | FENCE |  |  |  | D-DWG-PWG-001.2 |  | Yes |  | 160
PWG-FN-0002 | PWG | 653 | FENCE LINE NO POSTS - WIRES ONLY | FENCE |  |  |  | D-DWG-PWG-001.2 |  | Yes |  | 161
PWG-FN-0003 | PWG | 755 | FENCE LINE NO POSTS - WIRES ONLY | FENCE |  |  |  | D-DWG-PWG-002.2 |  | Yes |  | 162
PWG-FN-0004 | PWG | 905 | FENCE LINE NO POSTS - WIRES ONLY | FENCE |  |  |  | D-DWG-PWG-002.2 | D-DWG-PWG-002_C | Yes |  | 163
PWG-SW-0001 | PWG | 1183 | BYDA SEWER DN375 | SEWER |  | 375 | BYDA | D-DWG-PWG-002.2 |  | Yes |  | 164
PWG-EL-0001 | PWG | 1403 | PUP ELECTRICITY | ELECTRICITY |  |  | PUP | D-DWG-PWG-003.2 |  | Yes |  | 165
PWG-CM-0002 | PWG | 1425 | BYDA TELSTRA COMMS | COMMUNICATIONS | Telstra |  | BYDA | D-DWG-PWG-003.2 |  | Yes |  | 166
PWG-CM-0003 | PWG | 1469 | PUP COMMS DN50 | COMMUNICATIONS |  | 50 | PUP | D-DWG-PWG-003.2 | D-DWG-PWG-003_C | Yes |  | 167
PWG-EL-0002 | PWG | 1494 | PUP ELECTRICITY | ELECTRICITY |  |  | PUP | D-DWG-PWG-003.2 |  | Yes |  | 168
PWG-EL-0003 | PWG | 1788 | PUP ELECTRICITY | ELECTRICITY |  |  | PUP | D-DWG-PWG-003.2 |  | Yes |  | 169
PWG-EL-0004 | PWG | 1839 | PUP ELECTRICITY | ELECTRICITY |  |  | PUP | D-DWG-PWG-003.2 |  | Yes |  | 170
PWG-CM-0004 | PWG | 1867 | PUP COMMS DN100 | COMMUNICATIONS |  | 100 | PUP | D-DWG-PWG-003.2 |  | Yes |  | 171
PWG-CM-0005 | PWG | 1871 | BYDA NBN COMMS DN30 | COMMUNICATIONS | NBN Co | 30 | BYDA | D-DWG-PWG-003.2 |  | Yes |  | 172
PWG-CM-0006 | PWG | 1872 | PUP COMMS DN35 | COMMUNICATIONS |  | 35 | PUP | D-DWG-PWG-003.2 |  | Yes |  | 173
PWG-DR-0001 | PWG | 1894 | PUP DRAINAGE DN1200x450 | DRAINAGE |  | 1200 x 450 | PUP | D-DWG-PWG-003.2 |  | Yes |  | 174
PWG-SW-0002 | PWG | 1900 | BYDA SEWER DN250 | SEWER |  | 250 | BYDA | D-DWG-PWG-003.2 |  | Yes |  | 175
PWG-SW-0003 | PWG | 2046 | BDYA TRC SEWER DN 150 | SEWER | Toowoomba Regional Council | 150 | BYDA | D-DWG-PWG-003.2 |  | Yes |  | 176
PWG-EL-0005 | PWG | 2186 | BYDA ELECTRICITY UGD DN100 | ELECTRICITY |  | 100 | BYDA | D-DWG-PWG-004.2 |  | Yes |  | 177
PWG-DR-0002 | PWG | 2217 | PUP DRAINAGE DN900x450 | DRAINAGE |  | 900 x 450 | PUP | D-DWG-PWG-004.2 |  | Yes |  | 178
PWG-DR-0003 | PWG | 2494 | PUP DRAINAGE DN450 | DRAINAGE |  | 450 | PUP | D-DWG-PWG-004.2 |  | Yes |  | 179
PWG-SW-0004 | PWG | 2556 | BYDA SEWER DN250 | SEWER |  | 250 | BYDA | D-DWG-PWG-004.2 |  | Yes |  | 180
PWG-DR-0004 | PWG | 2560 | PUP DRAINAGE DN600 | DRAINAGE |  | 600 | PUP | D-DWG-PWG-004.2 |  | Yes |  | 181
PWG-WA-0001 | PWG | 2578 | BYDA WATER DN150 | WATER |  | 150 | BYDA | D-DWG-PWG-004.2 |  | Yes |  | 182
PWG-EL-0006 | PWG | 2744 | PUP ELECTRICITY | ELECTRICITY |  |  | PUP | D-DWG-PWG-004.2 | D-DWG-PWG-004_C | Yes |  | 183
PWG-WA-0002 | PWG | 2754 | BYDA TRC WATER DN100 | WATER | Toowoomba Regional Council | 100 | BYDA | D-DWG-PWG-004.2 |  | Yes |  | 184
PWG-CM-0007 | PWG | 2754 | BYDA TELSTRA COMMS DN100 | COMMUNICATIONS | Telstra | 100 | BYDA | D-DWG-PWG-004.2 |  | Yes |  | 185
PWG-CM-0008 | PWG | 2754 | BYDA TELSTRA COMMS DN100 | COMMUNICATIONS | Telstra | 100 | BYDA | D-DWG-PWG-004.2 |  | Yes |  | 186
PWG-CM-0009 | PWG | 2754 | BYDA NBN COMMS DN30 | COMMUNICATIONS | NBN Co | 30 | BYDA | D-DWG-PWG-004.2 |  | Yes |  | 187
PWG-CM-0010 | PWG | 2754 | BYDA NBN COMMS DN30 | COMMUNICATIONS | NBN Co | 30 | BYDA | D-DWG-PWG-004.2 |  | Yes |  | 188
PWG-CM-0011 | PWG | 2754 | BYDA NBN COMMS DN30 | COMMUNICATIONS | NBN Co | 30 | BYDA | D-DWG-PWG-004.2 |  | Yes |  | 189
PWG-CM-0012 | PWG | 2754 | BYDA NBN COMMS DN30 | COMMUNICATIONS | NBN Co | 30 | BYDA | D-DWG-PWG-004.2 |  | Yes |  | 190
PWG-CM-0013 | PWG | 2754 | BYDA NBN COMMS DN30 | COMMUNICATIONS | NBN Co | 30 | BYDA | D-DWG-PWG-004.2 |  | Yes |  | 191
PWG-CM-0014 | PWG | 2754 | BYDA NBN COMMS DN30 | COMMUNICATIONS | NBN Co | 30 | BYDA | D-DWG-PWG-004.2 |  | Yes |  | 192
PWG-EL-0007 | PWG | 2763 | PUP ELECTRICITY | ELECTRICITY |  |  | PUP | D-DWG-PWG-004.2 |  | Yes |  | 193
PWG-WA-0003 | PWG | 2763 | BYDA WATER DN200 | WATER |  | 200 | BYDA | D-DWG-PWG-004.2 |  | Yes |  | 194
PWG-WA-0004 | PWG | 2763 | BYDA TRC WATER | WATER | Toowoomba Regional Council |  | BYDA | D-DWG-PWG-004.2 |  | Yes |  | 195
PWG-EL-0008 | PWG | 2763 | PUP ELECTRICITY | ELECTRICITY |  |  | PUP | D-DWG-PWG-004.2 |  | Yes |  | 196
PWG-EL-0009 | PWG | 2768 | BYDA ELECTRICITYELD LV | ELECTRICITY |  |  | BYDA | D-DWG-PWG-004.2 | D-DWG-PWG-004_C | Yes |  | 197
PWG-SW-0005 | PWG | 2771 | BYDA TRC SEWER DN110 | SEWER | Toowoomba Regional Council | 110 | BYDA | D-DWG-PWG-004.2 |  | Yes |  | 198
PWG-EL-0010 | PWG | 2771 | BYDA ELECTRICITY UGD DN50 | ELECTRICITY |  | 50 | BYDA | D-DWG-PWG-004.2 |  | Yes |  | 199
PWG-SW-0006 | PWG | 2773 | BYDA TRC SEWER DN63 | SEWER | Toowoomba Regional Council | 63 | BYDA | D-DWG-PWG-004.2 |  | Yes |  | 200
PWG-SW-0007 | PWG | 2775 | BYDA SEWER DN315 | SEWER |  | 315 | BYDA | D-DWG-PWG-004.2 |  | Yes |  | 201
PWG-SW-0008 | PWG | 2777 | PUP SEWER DN150 | SEWER |  | 150 | PUP | D-DWG-PWG-004.2 |  | Yes |  | 202
PWG-CM-0015 | PWG | 2781 | PUP COMMS DN100 | COMMUNICATIONS |  | 100 | PUP | D-DWG-PWG-004.2 |  | Yes |  | 203
PWG-CM-0016 | PWG | 2805 | PUP COMMS DN50 | COMMUNICATIONS |  | 50 | PUP | D-DWG-PWG-005.2 |  | Yes |  | 204
PWG-SW-0009 | PWG | 2868 | PUP SEWER DN150 | SEWER |  | 150 | PUP | D-DWG-PWG-005.2 |  | Yes |  | 205
PWG-FN-0005 | PWG | 2908 | FENCE LINE NO POSTS - WIRES ONLY | FENCE |  |  |  | D-DWG-PWG-005.2 |  | Yes |  | 206
PWG-FN-0006 | PWG | 3368 | FENCE LINE NO POSTS - WIRES ONLY | FENCE |  |  |  | D-DWG-PWG-005.2 |  | Yes |  | 207
PWG-FN-0007 | PWG | 4640 | FENCE LINE NO POSTS - WIRES ONLY | FENCE |  |  |  | D-DWG-PWG-007.2 | D-DWG-PWG-007_C | Yes |  | 208
PWG-FN-0008 | PWG | 5448 | FENCE LINE NO POSTS - WIRES ONLY | FENCE |  |  |  | D-DWG-PWG-008.2 |  | Yes |  | 209
PWG-FN-0009 | PWG | 6505 | FENCE LINE NO POSTS | FENCE |  |  |  | D-DWG-PWG-010.2 | D-DWG-PWG-010_C | Yes |  | 210
PWG-CM-0017 | PWG | 7079 | BYDA NEXTGEN COMMS DN50 | COMMUNICATIONS | Nextgen | 50 | BYDA | D-DWG-PWG-011.2 |  | Yes |  | 211
PWG-FN-0010 | PWG | 7098 | FENCE LINE NO POSTS - WIRES ONLY | FENCE |  |  |  | D-DWG-PWG-011.2 |  | Yes |  | 212
PWG-FN-0011 | PWG | 7116 | FENCE LINE NO POSTS - WIRES ONLY | FENCE |  |  |  | D-DWG-PWG-011.2 |  | Yes |  | 213
PWG-FN-0012 | PWG | 7260 | FENCE LINE NO POSTS - WIRES ONLY | FENCE |  |  |  | D-DWG-PWG-011.2 | D-DWG-PWG-011_C | Yes |  | 214
PWG-FN-0013 | PWG | 7577 | FENCE LINE NO POSTS - WIRES ON | FENCE |  |  |  | D-DWG-PWG-011.2 |  | Yes |  | 215
PWG-WA-0005 | PWG | 7609 | BYDA WATER | WATER |  |  | BYDA | D-DWG-PWG-011.2 |  | Yes |  | 216
PWG-EL-0011 | PWG | 7609 | PUP ELECTRICITY | ELECTRICITY |  |  | PUP | D-DWG-PWG-011.2 |  | Yes |  | 217
PWG-OI-0001 | PWG | 7633 | BYDA OIL | OIL |  |  | BYDA | D-DWG-PWG-011.2 |  | Yes |  | 218
PWG-WA-0006 | PWG | 7820 | UNKNOW WATER | WATER |  |  |  | D-DWG-PWG-012.2 |  | Yes |  | 219
PWG-EL-0012 | PWG | 7826 | PUP ELECTRICITY | ELECTRICITY |  |  | PUP | D-DWG-PWG-012.2 |  | Yes |  | 220
PWG-EL-0013 | PWG | 7826 | PUP ELECTRICITY | ELECTRICITY |  |  | PUP | D-DWG-PWG-012.2 |  | Yes |  | 221
PWG-WA-0007 | PWG | 7854 | BYDA WATER DN375 | WATER |  | 375 | BYDA | D-DWG-PWG-012.2 |  | Yes |  | 222
PWG-WA-0008 | PWG | 7915 | BYDA WATER DN375 | WATER |  | 375 | BYDA | D-DWG-PWG-012.2 |  | Yes |  | 223
PWG-WA-0009 | PWG | 7953 | BYDA WATER DN150 | WATER |  | 150 | BYDA | D-DWG-PWG-012.2 |  | Yes |  | 224
PWG-DR-0005 | PWG | 7953 | PUP DRAINAGE DN200x500 | DRAINAGE |  | 200 x 500 | PUP | D-DWG-PWG-012.2 |  | Yes |  | 225
PWG-EL-0014 | PWG | 7958 | PUP ELECTRICITY | ELECTRICITY |  |  | PUP | D-DWG-PWG-012.2 |  | Yes |  | 226
PWG-EL-0015 | PWG | 8041 | PUP ELECTRICITY | ELECTRICITY |  |  | PUP | D-DWG-PWG-012.2 |  | Yes |  | 227
PWG-EL-0016 | PWG | 8042 | PUP ELECTRICITY | ELECTRICITY |  |  | PUP | D-DWG-PWG-012.2 |  | Yes |  | 228
PWG-WA-0010 | PWG | 8067 | BYDA WATER DN150 | WATER |  | 150 | BYDA | D-DWG-PWG-012.2 |  | Yes |  | 229
PWG-WA-0011 | PWG | 8117 | BYDA WATER | WATER |  |  | BYDA | D-DWG-PWG-012.2 |  | Yes |  | 230
PWG-WA-0012 | PWG | 8220 | BYDA WATER | WATER |  |  | BYDA | D-DWG-PWG-012.2 | D-DWG-PWG-012_C | Yes |  | 231
PWG-EL-0017 | PWG | 8234 | PUP ELECTRICITY | ELECTRICITY |  |  | PUP | D-DWG-PWG-012.2 |  | Yes |  | 232
PWG-WA-0013 | PWG | 8257 | BYDA WATER | WATER |  |  | BYDA | D-DWG-PWG-012.2 |  | Yes |  | 233
PWG-EL-0018 | PWG | 8266 | PUP ELECTRICITY | ELECTRICITY |  |  | PUP | D-DWG-PWG-012.2 |  | Yes |  | 234
PWG-WA-0014 | PWG | 8278 | BYDA WATER DN150 | WATER |  | 150 | BYDA | D-DWG-PWG-012.2 |  | Yes |  | 235
PWG-CM-0018 | PWG | 8289 | PUP COMMS DN300 | COMMUNICATIONS |  | 300 | PUP | D-DWG-PWG-012.2 |  | Yes |  | 236
PWG-EL-0019 | PWG | 8306 | PUP ELECTRICITY | ELECTRICITY |  |  | PUP | D-DWG-PWG-012.2 |  | Yes |  | 237
PWG-WA-0015 | PWG | 8306 | BYDA WATER | WATER |  |  | BYDA | D-DWG-PWG-012.2 |  | Yes |  | 238
PWG-EL-0020 | PWG | 8310 | PUP ELECTRICITY | ELECTRICITY |  |  | PUP | D-DWG-PWG-012.2 |  | Yes |  | 239
PWG-CM-0019 | PWG | 8358 | BYDA COMMS DN100 | COMMUNICATIONS |  | 100 | BYDA | D-DWG-PWG-012.2 |  | Yes |  | 240
PWG-CM-0020 | PWG | 8370 | BYDA TELSTRA COMMS DN100 | COMMUNICATIONS | Telstra | 100 | BYDA | D-DWG-PWG-012.2 |  | Yes |  | 241
PWG-CM-0021 | PWG | 8372 | BYDA TELSTRA COMMS DN30 | COMMUNICATIONS | Telstra | 30 | BYDA | D-DWG-PWG-012.2 |  | Yes |  | 242
PWG-WA-0016 | PWG | 8442 | BYDA WATER "SIZE TBC" | WATER |  | TBC | BYDA | D-DWG-PWG-013.2 |  | Yes |  | 243
PWG-WA-0017 | PWG | 8487 | BYDA WATER | WATER |  |  | BYDA | D-DWG-PWG-013.2 |  | Yes |  | 244
PWG-CM-0022 | PWG | 8489 | BYDA TELSTRA COMMS DN100 | COMMUNICATIONS | Telstra | 100 | BYDA | D-DWG-PWG-013.2 |  | Yes |  | 245
PWG-FN-0014 | PWG | 8491 | FENCE LINE NO POSTS - WIRES ONLY | FENCE |  |  |  | D-DWG-PWG-013.2 |  | Yes |  | 246
PWG-CM-0023 | PWG | 8532 | PUP COMMS DN200 PVC | COMMUNICATIONS |  | 200 | PUP | D-DWG-PWG-013.2 |  | Yes |  | 247
PWG-CM-0024 | PWG | 8577 | BYDA NBN COMMS DN30 | COMMUNICATIONS | NBN Co | 30 | BYDA | D-DWG-PWG-013.2 |  | Yes |  | 248
PWG-CM-0025 | PWG | 8596 | BYDA NBN COMMS | COMMUNICATIONS | NBN Co |  | BYDA | D-DWG-PWG-013.2 |  | Yes |  | 249
PWG-CM-0026 | PWG | 8597 | PUP COMMS PVC | COMMUNICATIONS |  |  | PUP | D-DWG-PWG-013.2 |  | Yes |  | 250
PWG-WA-0018 | PWG | 8603 | BYDA WATER DN150 | WATER |  | 150 | BYDA | D-DWG-PWG-013.2 |  | Yes |  | 251
PWG-SW-0010 | PWG | 8607 | PUP SEWER DN150 | SEWER |  | 150 | PUP | D-DWG-PWG-013.2 |  | Yes |  | 252
PWG-SW-0011 | PWG | 8697 | PUP SEWER DN315 | SEWER |  | 315 | PUP | D-DWG-PWG-013.2 |  | Yes |  | 253
PWG-CM-0027 | PWG | 9243 | BYDA TELSTRA COMMS DN50 CONC COVER | COMMUNICATIONS | Telstra | 50 | BYDA | D-DWG-PWG-014.2 |  | Yes |  | 254
PWG-EL-0021 | PWG | 9561 | PUP ELECTRICITY | ELECTRICITY |  |  | PUP | D-DWG-PWG-014.2 |  | Yes |  | 255
PWG-EL-0022 | PWG | 9585 | PUP ELECTRICITY | ELECTRICITY |  |  | PUP | D-DWG-PWG-014.2 |  | Yes |  | 256
PWG-EL-0023 | PWG | 9585 | PUP ELECTRICITY | ELECTRICITY |  |  | PUP | D-DWG-PWG-014.2 |  | Yes |  | 257
PWG-EL-0024 | PWG | 9788 | PUP ELECTRICITY | ELECTRICITY |  |  | PUP | D-DWG-PWG-014.2 |  | Yes |  | 258
PWG-EL-0025 | PWG | 10298 | PUP ELECTRICITY | ELECTRICITY |  |  | PUP | D-DWG-PWG-015.2 |  | Yes |  | 259
PWG-CM-0028 | PWG | 10433 | BYDA TELSTRA COMMS DN50 CONC COVER | COMMUNICATIONS | Telstra | 50 | BYDA | D-DWG-PWG-015.2 |  | Yes |  | 260
PWG-CM-0029 | PWG | 10433 | BYDA NBN COMMS DN30 | COMMUNICATIONS | NBN Co | 30 | BYDA | D-DWG-PWG-015.2 |  | Yes |  | 261
PWG-CM-0030 | PWG | 10433 | BYDA TELSTRACOMMS DN30 | COMMUNICATIONS | Telstra | 30 | BYDA | D-DWG-PWG-015.2 |  | Yes |  | 262
PWG-EL-0026 | PWG | 10905 | PUP ELECTRICITY | ELECTRICITY |  |  | PUP | D-DWG-PWG-016.2 |  | Yes |  | 263
PWG-EL-0027 | PWG | 11179 | PUP ELECTRICITY | ELECTRICITY |  |  | PUP | D-DWG-PWG-016.2 |  | Yes |  | 264
PWG-EL-0028 | PWG | 11482 | PUP ELECTRICITY | ELECTRICITY |  |  | PUP | D-DWG-PWG-017.2 |  | Yes |  | 265
PWG-CM-0031 | PWG | 11771 | BYDA TELSTRA COMMS DN50 CONC COVER | COMMUNICATIONS | Telstra | 50 | BYDA | D-DWG-PWG-017.2 |  | Yes |  | 266
PWG-EL-0029 | PWG | 11771 | PUP ELECTRICITY | ELECTRICITY |  |  | PUP | D-DWG-PWG-017.2 |  | Yes |  | 267
PWG-EL-0030 | PWG | 11969 | PUP ELECTRICITY | ELECTRICITY |  |  | PUP | D-DWG-PWG-018.2 |  | Yes |  | 268
PWG-EL-0031 | PWG | 12094 | PUP ELECTRICITY | ELECTRICITY |  |  | PUP | D-DWG-PWG-018.2 |  | Yes |  | 269
PWG-FN-0015 | PWG | 12214 | FENCE LINE NO POSTS - WIRES ONLY | FENCE |  |  |  | D-DWG-PWG-018.2 |  | Yes |  | 270
PWG-FN-0016 | PWG | 12273 | FENCE LINE NO POSTS - WIRES ONLY | FENCE |  |  |  | D-DWG-PWG-018.2 |  | Yes |  | 271
PWG-CM-0032 | PWG | 12307 | BYDA NBN COMMS DN30 | COMMUNICATIONS | NBN Co | 30 | BYDA | D-DWG-PWG-018.2 |  | Yes |  | 272
PWG-CM-0033 | PWG | 12307 | BYDA NBN COMMS DN30 | COMMUNICATIONS | NBN Co | 30 | BYDA | D-DWG-PWG-018.2 |  | Yes |  | 273
PWG-CM-0034 | PWG | 12320 | BYDA TELSTRA COMMS DN35 | COMMUNICATIONS | Telstra | 35 | BYDA | D-DWG-PWG-018.2 |  | Yes |  | 274
PWG-CM-0035 | PWG | 12322 | BYDA NBN COMMS DN30 | COMMUNICATIONS | NBN Co | 30 | BYDA | D-DWG-PWG-018.2 |  | Yes |  | 275
PWG-CM-0036 | PWG | 12322 | BYDA NBN COMMS DN30 | COMMUNICATIONS | NBN Co | 30 | BYDA | D-DWG-PWG-018.2 |  | Yes |  | 276
PWG-CM-0037 | PWG | 12322 | BYDA NBN COMMS DN30 | COMMUNICATIONS | NBN Co | 30 | BYDA | D-DWG-PWG-018.2 |  | Yes |  | 277
PWG-CM-0038 | PWG | 13228 | BYDA TELSTRA COMMS DN50 | COMMUNICATIONS | Telstra | 50 | BYDA | D-DWG-PWG-019.2 |  | Yes |  | 278
PWG-FN-0017 | PWG | 13375 | FENCE LINE NO POSTS - WIRES ONLY | FENCE |  |  |  | D-DWG-PWG-020.2 |  | Yes |  | 279
PWG-FN-0018 | PWG | 13375 | FENCE LINE NO POSTS - WIRES ONLY | FENCE |  |  |  | D-DWG-PWG-020.2 |  | Yes |  | 280
PWG-FN-0019 | PWG | 13375 | FENCE LINE NO POSTS - WIRES ONLY | FENCE |  |  |  | D-DWG-PWG-020.2 |  | Yes |  | 281
PWG-EL-0032 | PWG | 13380 | PUP ELECTRICITY | ELECTRICITY |  |  | PUP | D-DWG-PWG-020.2 |  | Yes |  | 282
PWG-FN-0020 | PWG | 14071 | FENCE LINE NO POSTS - WIRES ONLY | FENCE |  |  |  | D-DWG-PWG-021.2 |  | Yes |  | 283
PWG-FN-0021 | PWG | 14136 | FENCE - CHAINWIRE | FENCE |  |  |  | D-DWG-PWG-021.2 |  | Yes |  | 284
PWG-FN-0022 | PWG | 14214 | FENCE - CHAINWIRE | FENCE |  |  |  | D-DWG-PWG-021.2 |  | Yes |  | 285
PWG-FN-0027 | PWG | 15528 | FENCE LINE NO POSTS - WIRES ONLY | FENCE |  |  |  | D-DWG-PWG-021.2 |  | Yes |  | 286
PWG-FN-0028 | PWG | 15528 | FENCE LINE NO POSTS - WIRES ONLY | FENCE |  |  |  | D-DWG-PWG-021.2 |  | Yes |  | 287
PWG-CM-0040 | PWG | 15533 | BYDA TELSTRA COMMS DN20 | COMMUNICATIONS | Telstra | 20 | BYDA | D-DWG-PWG-021.2 |  | Yes |  | 288
PWG-CM-0041 | PWG | 15566 | BYDA TELSTRA COMMS DN20 | COMMUNICATIONS | Telstra | 20 | BYDA | D-DWG-PWG-021.2 |  | Yes |  | 289
PWG-FN-0030 | PWG | 15571 | FENCE LINE NO POSTS - WIRES ONLY | FENCE |  |  |  | D-DWG-PWG-021.2 |  | Yes |  | 290
PWG-CM-0039 | PWG | 14877 | BYDA TELSTRA COMMS DN20 | COMMUNICATIONS | Telstra | 20 | BYDA | D-DWG-PWG-022.2 |  | Yes |  | 291
PWG-FN-0023 | PWG | 14883 | FENCE - CHAINWIRE | FENCE |  |  |  | D-DWG-PWG-022.2 |  | Yes |  | 292
PWG-FN-0024 | PWG | 15016 | FENCE - CHAINWIRE | FENCE |  |  |  | D-DWG-PWG-022.2 |  | Yes |  | 293
PWG-FN-0025 | PWG | 15340 | FENCE - CHAINWIRE | FENCE |  |  |  | D-DWG-PWG-022.2 |  | Yes |  | 294
PWG-CM-0042 | PWG | 15663 | BYDA NBN COMMS DN30 | COMMUNICATIONS | NBN Co | 30 | BYDA | D-DWG-PWG-022.2 |  | Yes |  | 295
PWG-CM-0043 | PWG | 15663 | BYDA NBN COMMS DN30 | COMMUNICATIONS | NBN Co | 30 | BYDA | D-DWG-PWG-022.2 |  | Yes |  | 296
PWG-FN-0026 | PWG | 15475 | FENCE CHAINWIRE | FENCE |  |  |  | D-DWG-PWG-023.2 |  | Yes |  | 297
PWG-FN-0029 | PWG | 15542 | FENCE CHAINWIRE | FENCE |  |  |  | D-DWG-PWG-023.2 |  | Yes |  | 298
PWG-FN-0031 | PWG | 15593 | FENCE CHAINWIRE | FENCE |  |  |  | D-DWG-PWG-023.2 |  | Yes |  | 299
PWG-EL-0033 | PWG | 16364 | PUP ELECTRICITY | ELECTRICITY |  |  | PUP | D-DWG-PWG-024.2 |  | Yes |  | 300
PWG-FN-0032 | PWG | 16520 | FENCE LINE NO POSTS | FENCE |  |  |  | D-DWG-PWG-024.2 | D-DWG-PWG-024_C | Yes |  | 301
PWG-FN-0033 | PWG | 16930 | FENCE LINE NO POSTS | FENCE |  |  |  | D-DWG-PWG-025.2 | D-DWG-PWG-025_C | Yes |  | 302
PWG-EL-0034 | PWG | 16969 | PUP ELECTRICITY | ELECTRICITY |  |  | PUP | D-DWG-PWG-025.2 |  | Yes |  | 303
PWG-CM-0044 | PWG | 16979 | BYDA TELSTRA COMMS DN50 | COMMUNICATIONS | Telstra | 50 | BYDA | D-DWG-PWG-025.2 |  | Yes |  | 304
PWG-EL-0035 | PWG | 17006 | PUP ELECTRICITY | ELECTRICITY |  |  | PUP | D-DWG-PWG-025.2 |  | Yes |  | 305
PWG-EL-0036 | PWG | 17105 | PUP ELECTRICITY | ELECTRICITY |  |  | PUP | D-DWG-PWG-025.2 |  | Yes |  | 306
PWG-CM-0045 | PWG | 18029 | BYDA TELSTRA COMMS DN50 | COMMUNICATIONS | Telstra | 50 | BYDA | D-DWG-PWG-026.2 |  | Yes |  | 307
PWG-EL-0037 | PWG | 18050 | PUP ELECTRICITY | ELECTRICITY |  |  | PUP | D-DWG-PWG-026.2 |  | Yes |  | 308
PWG-CM-0046 | PWG | 18119 | PUP COMMS DN50 | COMMUNICATIONS |  | 50 | PUP | D-DWG-PWG-026.2 |  | Yes |  | 309
PWG-EL-0038 | PWG | 18184 | PUP ELECTRICITY | ELECTRICITY |  |  | PUP | D-DWG-PWG-026.2 |  | Yes |  | 310
PWG-CM-0047 | PWG | 18216 | BYDA TELSTRA COMMS DN35 | COMMUNICATIONS | Telstra | 35 | BYDA | D-DWG-PWG-027.2 |  | Yes |  | 311
PWG-EL-0039 | PWG | 19524 | PUP ELECTRICITY | ELECTRICITY |  |  | PUP | D-DWG-PWG-028.2 |  | Yes |  | 312
PWG-EL-0040 | PWG | 19541 | PUP ELECTRICITY | ELECTRICITY |  |  | PUP | D-DWG-PWG-028.2 |  | Yes |  | 313
PWG-CM-0048 | PWG | 19765 | BYDA TELSTRA COMMS DN20 | COMMUNICATIONS | Telstra | 20 | BYDA | D-DWG-PWG-029.2 |  | Yes |  | 314
PWG-EL-0041 | PWG | 20818 | PUP ELECTRICITY | ELECTRICITY |  |  | PUP | D-DWG-PWG-030.2 |  | Yes |  | 315
PWG-EL-0042 | PWG | 20947 | PUP ELECTRICITY | ELECTRICITY |  |  | PUP | D-DWG-PWG-030.2 |  | Yes |  | 316
PWG-EL-0043 | PWG | 21376 | PUP ELECTRICITY | ELECTRICITY |  |  | PUP | D-DWG-PWG-031.2 |  | Yes |  | 317
PWG-EL-0044 | PWG | 21486 | PUP ELECTRICITY | ELECTRICITY |  |  | PUP | D-DWG-PWG-031.2 |  | Yes |  | 318
PWG-EL-0045 | PWG | 22272 | PUP ELECTRICITY | ELECTRICITY |  |  | PUP | D-DWG-PWG-032.2 |  | Yes |  | 319
PWG-EL-0046 | PWG | 22504 | PUP ELECTRICITY | ELECTRICITY |  |  | PUP | D-DWG-PWG-033.2 |  | Yes |  | 320
PWG-EL-0047 | PWG | 22650 | PUP ELECTRICITY | ELECTRICITY |  |  | PUP | D-DWG-PWG-033.2 |  | Yes |  | 321
PWG-EL-0048 | PWG | 24097 | PUP ELECTRICITY | ELECTRICITY |  |  | PUP | D-DWG-PWG-035.2 |  | Yes |  | 322
PWG-EL-0049 | PWG | 24097 | PUP ELECTRICITY | ELECTRICITY |  |  | PUP | D-DWG-PWG-035.2 |  | Yes |  | 323
PWG-EL-0050 | PWG | 24426 | PUP ELECTRICITY | ELECTRICITY |  |  | PUP | D-DWG-PWG-035.2 |  | Yes |  | 324
PWG-EL-0051 | PWG | 24713 | PUP ELECTRICITY | ELECTRICITY |  |  | PUP | D-DWG-PWG-036.2 |  | Yes |  | 325
PWG-EL-0052 | PWG | 24850 | PUP ELECTRICITY | ELECTRICITY |  |  | PUP | D-DWG-PWG-036.2 |  | Yes |  | 326
PWG-EL-0053 | PWG | 24909 | PUP ELECTRICITY | ELECTRICITY |  |  | PUP | D-DWG-PWG-036.2 |  | Yes |  | 327
PWG-EL-0054 | PWG | 25129 | PUP ELECTRICITY | ELECTRICITY |  |  | PUP | D-DWG-PWG-036.2 |  | Yes |  | 328
PWG-WA-0019 | PWG | 25166 | BYDA WATER DN100 | WATER |  | 100 | BYDA | D-DWG-PWG-036.2 |  | Yes |  | 329
PWG-EL-0055 | PWG | 25632 | PUP ELECTRICITY | ELECTRICITY |  |  | PUP | D-DWG-PWG-037.2 |  | Yes |  | 330
PWG-WA-0020 | PWG | 26007 | BYDA WATER DN150 | WATER |  | 150 | BYDA | D-DWG-PWG-038.2 |  | Yes |  | 331
PWG-CM-0049 | PWG | 26205 | BYDA TELSTRA COMMS DN100 | COMMUNICATIONS | Telstra | 100 | BYDA | D-DWG-PWG-038.2 |  | Yes |  | 332
PWG-EL-0056 | PWG | 26256 | PUP ELECTRICITY | ELECTRICITY |  |  | PUP | D-DWG-PWG-038.2 |  | Yes |  | 333
PWG-WA-0021 | PWG | 26480 | BYDA WATER DN100 | WATER |  | 100 | BYDA | D-DWG-PWG-038.2 |  | Yes |  | 334
PHW-EL-0003 | PHW | 2792 | BYDA ELECTRICITY | ELECTRICITY |  |  | BYDA |  |  | Yes |  | 335

## Src - Creek Crossings
Asset Id | Pipeline Section | KP (START) | KP (END) | Feature Name | Embankment Treatment | Creek Bed Treatment | Source Row
PHW-CC-0001 | PHW | 1734 | 1787 | GOWRIE CREEK | LOOSE ROCK | C | 3
PWG-CC-0001 | PWG | 903 | 912 |  | FABRIC/VEGETATION |  | 3
PHW-CC-0002 | PHW | 3457 | 3489 |  | FABRIC/VEGETATION |  | 4
PWG-CC-0002 | PWG | 3072 | 3152 | WESTBROOK CREEK | LOOSE ROCK | B | 4
PHW-CC-0003 | PHW | 4663 | 4696 |  | LOOSE ROCK | A | 5
PWG-CC-0003 | PWG | 3992 | 4014 |  | FABRIC/VEGETATION |  | 5
PHW-CC-0004 | PHW | 6773 | 6793 |  | LOOSE ROCK | A | 6
PWG-CC-0004 | PWG | 5448 | 5476 | DRY CHANNEL | GABION/MATRESS | NOTE 1 | 6
PHW-CC-0005 | PHW | 6887 | 6935 |  | LOOSE ROCK | A | 7
PWG-CC-0005 | PWG | 7097 | 7115 |  | FABRIC/VEGETATION |  | 7
PHW-CC-0006 | PHW | 8187 | 8212 |  | FABRIC/VEGETATION |  | 8
PWG-CC-0006 | PWG | 9456 | 9480 |  | FABRIC/VEGETATION |  | 8
PHW-CC-0007 | PHW | 9258 | 9438 |  | FABRIC/VEGETATION |  | 9
PWG-CC-0007 | PWG | 10243 | 10260 |  | FABRIC/VEGETATION |  | 9
PHW-CC-0008 | PHW | 9781 | 9809 |  | FABRIC/VEGETATION |  | 10
PWG-CC-0008 | PWG | 11558 | 11574 |  | FABRIC/VEGETATION |  | 10
PHW-CC-0009 | PHW | 10081 | 10102 |  | LOOSE ROCK | A | 11
PWG-CC-0009 | PWG | 14076 | 14139 | HODGSON CREEK | LOOSE ROCK | B | 11
PHW-CC-0010 | PHW | 11532 | 11589 | DRY CREEK | LOOSE ROCK | C | 12
PWG-CC-0010 | PWG | 14179 | 14224 | HODGSON CREEK ARM | LOOSE ROCK | A | 12
PHW-CC-0011 | PHW | 11735 | 11765 | DRY CREEK ARM | LOOSE ROCK |  | 13
PWG-CC-0011 | PWG | 14224 | 14423 |  | FABRIC/VEGETATION |  | 13
PHW-CC-0012 | PHW | 16180 | 16191 |  | FABRIC/VEGETATION |  | 14
PWG-CC-0012 | PWG | 15810 | 15826 |  | FABRIC/VEGETATION |  | 14
PHW-CC-0013 | PHW | 16978 | 17002 | SPRING CREEK | LOOSE ROCK | A | 15
PWG-CC-0013 | PWG | 19622 | 19645 |  | FABRIC/VEGETATION |  | 15
PHW-CC-0014 | PHW | 17900 | 18040 |  | FABRIC/VEGETATION |  | 16
PWG-CC-0014 | PWG | 22350 | 22377 |  | FABRIC/VEGETATION |  | 16
PHW-CC-0015 | PHW | 18469 | 18539 |  | FABRIC/VEGETATION |  | 17
PWG-CC-0015 | PWG | 24185 | 24208 |  | FABRIC/VEGETATION |  | 17
PWG-CC-0016 | PWG | 24468 | 24494 |  | FABRIC/VEGETATION |  | 18
PWG-CC-0017 | PWG | 24955 | 25018 | EMU CREEK | LOOSE ROCK | A | 19

## Src - Road & Rail Xings
Asset Id | Pipeline Section | KP (START) | KP (END) | Utility Type | Surface | Pipeline DN | Total Length Sections (m) | Feature Name | Operator | Proposed Crossing Method | Pipe Description | Type 6 (m) | Type 7 (m) | Type 4 & 7 (m) | Type 4 & 6 (m) | Source Row
PHW-PT-0001 | PHW | 327.039 | 404.867 | SIGNIFICANT PROTECTED TREES | N/A | 600 | 77.828 | Trees - Kieman Road | TRC | Thrust Boring | OD660x6WT MSCL Sintalock Type 2 PN35 Carrier & OD813x12WT MS Enveloper |  |  |  |  | 6
PHW-RD-0001 | PHW | 886 | 1135 | MINOR ROAD CROSSING | Unsealed | 600 | 249 | Access Track - Kieman Road | TRC | Open Trenching | DN600 PN35 DICL RRJ |  | 219.2 | 29.8 |  | 7
PHW-RD-0002 | PHW | 1232.924 | 1255.696 | MAJOR ROAD CROSSING | Sealed | 600 | 22.772 | Old Goombungee Road | TRC | Thrust Boring | OD660x6WT MSCL Sintalock Type 2 PN35 Carrier & OD813x12WT MS Enveloper |  |  |  |  | 8
PHW-RL-0001 | PHW | 2038.507 | 2110.24 | MAJOR RAIL CROSSING | Rail | 600 | 71.733 | West Moreton System | QLD Rail | Thrust Boring | OD660x6WT MSCL Sintalock Type 2 PN35 Carrier & OD813x15WT MS Enveloper |  |  |  |  | 9
PHW-RD-0003 | PHW | 4416.743 | 4455.043 | MINOR ROAD CROSSING | Sealed | 600 | 38.3 | Morris Road | TRC | Thrust Boring | OD660x6WT MSCL Sintalock Type 2 PN35 Carrier & OD813x12WT MS Enveloper |  |  |  |  | 10
PHW-RD-0004 | PHW | 6368.309 | 6385.309 | MINOR ROAD CROSSING | Sealed | 600 | 17 | Ganzer Road | TRC | Open Trenching | DN600 PN35 DICL RRJ | 17 |  |  |  | 11
PHW-RD-0005 | PHW | 6980.09 | 7035.325 | MAJOR ROAD CROSSING | Sealed | 600 | 55.235 | Gowrie Junction road | TRC | Thrust Boring | OD660x6WT MSCL Sintalock Type 2 PN35 Carrier & OD813x12WT MS Enveloper |  |  |  |  | 12
PHW-RD-0006 | PHW | 7811.422 | 7833.422 | MINOR ROAD CROSSING | Unsealed | 600 | 22 | Holmes Road | TRC | Open Trenching | DN600 PN35 DICL RRJ |  | 22 |  |  | 13
PHW-RD-0007 | PHW | 10342 | 10364 | MINOR ROAD CROSSING | Sealed | 600 | 22 | Khurt Court | TRC | Open Trenching | DN600 PN35 DICL RRJ | 22 |  |  |  | 14
PHW-RD-0008 | PHW | 10582.353 | 10645.383 | MAJOR ROAD CROSSING | Sealed | 600 | 63.03 | Toowoomba Connection Road / Warrego Highway | TMR | Thrust Boring | OD660x6WT MSCL Sintalock Type 2 PN35 Carrier & OD813x12WT MS Enveloper |  |  |  |  | 15
PHW-RD-0009 | PHW | 11174 | 11181 | MINOR ROAD CROSSING | Sealed | 600 | 7 | Wirth Road | TRC | Open Trenching | DN600 PN35 DICL RRJ | 7 |  |  |  | 16
PHW-RD-0010 | PHW | 11427.142 | 11509.11 | MAJOR ROAD CROSSING | Sealed | 600 | 81.968 | Second Range Crossing | TMR | Thrust Boring | OD660x6WT MSCL Sintalock Type 2 PN35 Carrier & OD813x12WT MS Enveloper |  |  |  |  | 17
PHW-RD-0011 | PHW | 12461 | 12469 | MINOR ROAD CROSSING | Unsealed | 600 | 8 | Carrington Road | TRC | Open Trenching | DN600 PN35 DICL RRJ |  | 8 |  |  | 18
PHW-RD-0012 | PHW | 13274.77 | 13346.373 | MAJOR ROAD CROSSING | Sealed | 600 | 71.603 | Toowoomba Cecil Plains Road | TMR | Thrust Boring | OD660x6WT MSCL Sintalock Type 2 PN35 Carrier & OD813x12WT MS Enveloper |  |  |  |  | 19
PHW-RD-0013 | PHW | 14806.133 | 14839.513 | MAJOR ROAD CROSSING | Sealed | 600 | 33.38 | Drayton Wellcamp Road | TRC | Thrust Boring | OD660x6WT MSCL Sintalock Type 2 PN35 Carrier & OD813x12WT MS Enveloper |  |  |  |  | 20
PHW-RD-0014 | PHW | 15762 | 15777 | MINOR ROAD CROSSING | Sealed | 600 | 15 | Max Smith Road | TRC | Open Trenching | DN600 PN35 DICL RRJ | 15 |  |  |  | 21
PWG-RD-0001 | PWG | 16 | 27 | MINOR ROAD CROSSING | Unsealed | 375 | 11 | E. Drews Road | TRC | Open Trenching | DN375 PN35 DICL RRJ |  | 11 |  |  | 6
PWG-RD-0002 | PWG | 1490 | 1501 | MINOR ROAD CROSSING | Unsealed | 375 | 11 | Keding Road | TRC | Open Trenching | DN375 PN35 DICL RRJ |  | 11 |  |  | 7
PWG-RD-0003 | PWG | 1857 | 1880 | MINOR ROAD CROSSING | Unsealed | 375 | 23 | Crockers Road | TRC | Open Trenching | DN375 PN35 DICL RRJ |  | 23 |  |  | 8
PWG-RD-0004 | PWG | 1888.54 | 1900 | MINOR ROAD CROSSING | Unsealed | 375 | 11.46 | Keding Road | TRC | Open Trenching | OD457x5WT Sintalock Type 1 MSCL |  |  | 11.46 |  | 9
PWG-RD-0005 | PWG | 2572 | 2596 | MINOR ROAD CROSSING | Sealed | 375 | 24 | Gore Street | TRC | Open Trenching | OD457x5WT Sintalock Type 1 MSCL | 3.9 |  |  | 20.1 | 10
PWG-CP-0001 | PWG | 2626 | 2694 | CARPARK/SIDE LANE | Unsealed | 375 | 68 | Progress Avenue | TRC | Open Trenching | DN375 PN35 DICL RRJ |  | 68 |  |  | 11
PWG-RD-0006 | PWG | 2694 | 2739 | MINOR ROAD CROSSING | Sealed | 375 | 45 | Progress Avenue | TRC | Open Trenching | DN375 PN35 DICL RRJ | 45 |  |  |  | 12
PWG-RD-0007 | PWG | 2763 | 2777 | MINOR ROAD CROSSING | Sealed | 375 | 14 | Main Street | TRC | Open Trenching | OD457x5WT Sintalock Type 1 MSCL |  |  |  | 14 | 13
PWG-RD-0008 | PWG | 2865.366 | 2908.821 | MAJOR ROAD CROSSING | Sealed | 375 | 43.455 | Toowoomba-Athol Road | TMR | Thrust Boring | OD457x5WT Sintalock Type 1 MSCL Carrier & OD610x9WT MS Enveloper |  |  |  |  | 14
PWG-RL-0001 | PWG | 7547.413 | 7579.15 | MAJOR RAIL CROSSING | Rail | 375 | 31.737 | South Western System | QLD Rail | Thrust Boring | OD457x5WT Sintalock Type 1 MSCL Carrier & OD610x12WT MS Enveloper |  |  |  |  | 15
PWG-RD-0009 | PWG | 7725 | 7743 | MINOR ROAD CROSSING | Unsealed | 375 | 18 | Hartvigsen Street | TRC | Open Trenching | DN375 PN35 DICL RRJ |  | 18 |  |  | 16
PWG-RD-0010 | PWG | 8293.647 | 8315.201 | MAJOR ROAD CROSSING | Sealed | 375 | 21.554 | Umbiram Road | TRC | Thrust Boring | OD457x5WT Sintalock Type 1 MSCL Carrier & OD610x9WT MS Enveloper |  |  |  |  | 17
PWG-PT-0001 | PWG | 8335.614 | 8400.622 | SIGNIFICANT PROTECTED TREES | N/A | 375 | 65.008 | Wyreema Memorial Park | TRC | Thrust Boring | OD457x5WT Sintalock Type 1 MSCL Carrier & OD610x9WT MS Enveloper |  |  |  |  | 18
PWG-RL-0002 | PWG | 8487.151 | 8542.069 | MAJOR RAIL CROSSING | Rail | 375 | 54.918 | South Western System | QLD Rail | Thrust Boring | OD457x5WT Sintalock Type 1 MSCL Carrier & OD610x12WT MS Enveloper |  |  |  |  | 19
PWG-CP-0002 | PWG | 8578 | 8622 | CARPARK/SIDE LANE | Unsealed | 375 | 44 | Wyreema Cambooya Road Side Bay | TRC | Open Trenching | DN375 PN35 DICL RRJ |  | 39.01 | 4.99 |  | 20
PWG-CP-0003 | PWG | 8780 | 8840 | CARPARK/SIDE LANE | Unsealed | 375 | 60 | Wyreema Cambooya Road Side Bay | TRC | Open Trenching | DN375 PN35 DICL RRJ |  | 60 |  |  | 21
PWG-CP-0004 | PWG | 9115 | 9157 | CARPARK/SIDE LANE | Unsealed | 375 | 42 | Wyreema Cambooya Road Side Bay | TRC | Open Trenching | DN375 PN35 DICL RRJ |  | 42 |  |  | 22
PWG-RD-0011 | PWG | 12310 | 12320 | MINOR ROAD CROSSING | Sealed | 375 | 10 | Bourne Road | TRC | Open Trenching | DN375 PN35 DICL RRJ | 10 |  |  |  | 23
PWG-RD-0012 | PWG | 12702.22 | 12734.864 | MINOR ROAD CROSSING | Sealed | 375 | 32.644 | Wyreema Cambooya Road | TRC | Thrust Boring | OD457x5WT Sintalock Type 1 MSCL Carrier & OD610x9WT MS Enveloper |  |  |  |  | 24
PWG-RD-0013 | PWG | 13218.214 | 13247.005 | MINOR ROAD CROSSING | Sealed | 375 | 28.791 | Cambooya Felton Road | TRC | Thrust Boring | OD457x5WT Sintalock Type 1 MSCL Carrier & OD610x9WT MS Enveloper |  |  |  |  | 25
PWG-RD-0014 | PWG | 14525.498 | 14572.298 | MAJOR ROAD CROSSING | Sealed | 375 | 46.8 | William Street / Toowoomba Karara Road | TMR | Thrust Boring | OD457x5WT Sintalock Type 1 MSCL Carrier & OD610x9WT MS Enveloper |  |  |  |  | 26
PWG-RD-0015 | PWG | 16411 | 16425 | MINOR ROAD CROSSING | Unsealed | 375 | 14 | Todd Road | TRC | Open Trenching | DN375 PN35 DICL RRJ |  | 14 |  |  | 27
PWG-RD-0016 | PWG | 18151.238 | 18166.781 | MAJOR ROAD CROSSING | Sealed | 375 | 15.543 | Cudmore Road | TRC | Thrust Boring | OD457x5WT Sintalock Type 1 MSCL Carrier & OD610x9WT MS Enveloper |  |  |  |  | 28
PWG-RD-0017 | PWG | 18218 | 18225 | MINOR ROAD CROSSING | Sealed | 375 | 7 | Cudmore Rd / Wattsiding Road Slip Lane | TRC | Open Trenching | DN375 PN35 DICL RRJ | 7 |  |  |  | 29
PWG-RD-0018 | PWG | 26013 | 26026 | MINOR ROAD CROSSING | Sealed | 375 | 13 | King Street | TRC | Open Trenching | DN375 PN35 DICL RRJ | 13 |  |  |  | 30
PWG-RD-0019 | PWG | 26252.108 | 26283.028 | MAJOR ROAD CROSSING | Sealed | 375 | 30.92 | Woodlands Rd | TRC | Thrust Boring | OD457x5WT Sintalock Type 1 MSCL Carrier & OD610x9WT MS Enveloper |  |  |  |  | 31

## Src - Tree Removal
Pipe ID | Pipeline | Start Chainage | End Chainage | SC(m) | EC (m) | Area m2 | Timber Density HEAVY/LIGHT/TRIM | Other Information | Loaded to Master Register?
VEG_PAE001 | PAE | 0.06 | 0.07 |  |  | 90.3 | LIGHT | MULTIPLE SMALL TREES | NOT LOADED - section not in register
VEG_PAE002 | PAE | 0.15 | 0.21 |  |  | 503 | TRIM | BRANCHES HANGING OVER PIPE | NOT LOADED - section not in register
VEG_PAE003 | PAE | 0.51 | 0.52 |  |  | 90.4 | HEAVY | 1 LARGE TREE | NOT LOADED - section not in register
VEG_PHW001 | PHW | 0.01 | 0.02 | 10 | 20 | 195 | HEAVY | 1 LARGE TREE, MULTIPLE SMALL TREES | LOADED
VEG_PHW002 | PHW | 0.06 | 0.2 | 60 | 200 | 658 | LIGHT | MULTIPLE SMALL TREES | LOADED
VEG_PHW003 | PHW | 0.25 | 0.27 | 250 | 270 | 110 | HEAVY | 1 LARGE TREE | LOADED
VEG_PHW004 | PHW | 0.33 | 0.37 | 330 | 370 | 486 | HEAVY | 2 LARGE TREES | LOADED
VEG_PHW005 | PHW | 0.38 | 0.41 | 380 | 410 | 145 | HEAVY | 2 LARGE TREES | LOADED
VEG_PHW006 | PHW | 0.45 | 0.46 | 450 | 460 | 18.7 | TRIM | BRANCHES HANGING OVER PIPE | LOADED
VEG_PHW007 | PHW | 0.51 | 0.53 | 510 | 530 | 85.9 | TRIM | 3 SMALL TREES | LOADED
VEG_PHW008 | PHW | 0.54 | 0.56 | 540 | 560 | 147 | HEAVY | 2 LARGE TREES | LOADED
VEG_PHW009 | PHW | 0.62 | 0.64 | 620 | 640 | 108 | HEAVY | 1 LARGE TREE, 1 SMALL TREE | LOADED
VEG_PHW010 | PHW | 0.67 | 0.69 | 670 | 690 | 110 | HEAVY | 2 LARGE TREES | LOADED
VEG_PHW011 | PHW | 0.73 | 0.74 | 730 | 740 | 62.9 | HEAVY | 1 LARGE TREE | LOADED
VEG_PHW012 | PHW | 0.77 | 0.8 | 770 | 800 | 262 | HEAVY | 3 LARGE TREES | LOADED
VEG_PHW013 | PHW | 0.89 | 0.9 | 890 | 900 | 24.2 | LIGHT | 1 SMALL TREE | LOADED
VEG_PHW014 | PHW | 0.92 | 0.93 | 920 | 930 | 66.5 | HEAVY | 2 LARGE TREES | LOADED
VEG_PHW015 | PHW | 0.95 | 0.95 | 950 | 950 | 9.64 | LIGHT | 1 SMALL TREE | LOADED
VEG_PHW016 | PHW | 0.96 | 0.98 | 960 | 980 | 123 | HEAVY | 2 LARGE TREES, TRIMMING NEEDED | LOADED
VEG_PHW017 | PHW | 1 | 1.01 | 1000 | 1010 | 55.6 | TRIM | BRANCHES HANGING OVER PIPE | LOADED
VEG_PHW018 | PHW | 1.01 | 1.02 | 1010 | 1020 | 57.9 | HEAVY | 2 LARGE TREES | LOADED
VEG_PHW019 | PHW | 1.04 | 1.05 | 1040 | 1050 | 23 | LIGHT | 2 SMALL TREES | LOADED
VEG_PHW020 | PHW | 1.07 | 1.08 | 1070 | 1080 | 85.4 | HEAVY | 2 LARGE TREES | LOADED
VEG_PHW021 | PHW | 1.1 | 1.13 | 1100 | 1130 | 117 | HEAVY | 3 LARGE TREES | LOADED
VEG_PHW022 | PHW | 1.14 | 1.15 | 1140 | 1150 | 82 | HEAVY | 1 LARGE TREE | LOADED
VEG_PHW023 | PHW | 1.17 | 1.19 | 1170 | 1190 | 46.3 | TRIM | BRANCHES HANGING OVER PIPE | LOADED
VEG_PHW024 | PHW | 1.21 | 1.22 | 1210 | 1220 | 12.4 | TRIM | BRANCHES HANGING OVER PIPE | LOADED
VEG_PHW025 | PHW | 1.25 | 1.25 | 1250 | 1250 | 54 | LIGHT | 1 SMALL TREE | LOADED
VEG_PHW026 | PHW | 1.32 | 1.33 | 1320 | 1330 | 66 | LIGHT | 1 SMALL TREE | LOADED
VEG_PHW027 | PHW | 1.74 | 1.78 | 1740 | 1780 | 402 | HEAVY | 2 LARGE TREES, 2 SMALL TREES | LOADED
VEG_PHW028 | PHW | 1.81 | 1.83 | 1810 | 1830 | 271 | HEAVY | 1 LARGE TREE | LOADED
VEG_PHW029 | PHW | 1.98 | 2.01 | 1980 | 2010 | 380 | HEAVY | 1 LARGE TREE, 2 SMALL TREES | LOADED
VEG_PHW030 | PHW | 2.03 | 2.04 | 2030 | 2040 | 99 | LIGHT | 2 SMALL TREES | LOADED
VEG_PHW031 | PHW | 2.32 | 2.33 | 2320 | 2330 | 44.8 | LIGHT | 1 SMALL TREE | LOADED
VEG_PHW032 | PHW | 2.36 | 2.38 | 2360 | 2380 | 141 | TRIM | 1 LARGE TREE, 1 SMALL TREE | LOADED
VEG_PHW033 | PHW | 2.36 | 2.37 | 2360 | 2370 | 94 | TRIM | 1 LARGE TREE | LOADED
VEG_PHW034 | PHW | 2.4 | 2.42 | 2400 | 2420 | 138 | HEAVY | 1 LARGE TREE | LOADED
VEG_PHW035 | PHW | 2.46 | 2.48 | 2460 | 2480 | 132 | HEAVY | 1 LARGE TREE | LOADED
VEG_PHW036 | PHW | 2.48 | 2.49 | 2480 | 2490 | 37.7 | LIGHT | 2 SMALL TREES | LOADED
VEG_PHW037 | PHW | 2.5 | 2.51 | 2500 | 2510 | 17 | LIGHT | 1 SMALL TREE | LOADED
VEG_PHW038 | PHW | 2.56 | 2.58 | 2560 | 2580 | 117 | HEAVY | 2 LARGE TREES | LOADED
VEG_PHW039 | PHW | 2.62 | 2.62 | 2620 | 2620 | 29 | HEAVY | 1 LARGE TREE | LOADED
VEG_PHW040 | PHW | 2.71 | 2.72 | 2710 | 2720 | 43.3 | LIGHT | 3 SMALL TREES | LOADED
VEG_PHW041 | PHW | 2.75 | 2.75 | 2750 | 2750 | 32.5 | TRIM | BRANCHES HANGING OVER PIPE | LOADED
VEG_PHW042 | PHW | 2.77 | 2.79 | 2770 | 2790 | 86.4 | HEAVY | 1 LARGE TREE, 1 SMALL TREE | LOADED
VEG_PHW043 | PHW | 2.81 | 2.81 | 2810 | 2810 | 41.4 | LIGHT | 1 SMALL TREE | LOADED
VEG_PHW044 | PHW | 3.93 | 3.94 | 3930 | 3940 | 283 | HEAVY | 1 LARGE TREE | LOADED
VEG_PHW045 | PHW | 3.95 | 3.96 | 3950 | 3960 | 99 | LIGHT | 1 SMALL TREE | LOADED
VEG_PHW046 | PHW | 4.9 | 4.91 | 4900 | 4910 | 309 | HEAVY | 1 LARGE TREE | LOADED
VEG_PHW047 | PHW | 5.39 | 5.41 | 5390 | 5410 | 142 | HEAVY | 1 LARGE TREE | LOADED
VEG_PHW048 | PHW | 5.84 | 5.85 | 5840 | 5850 | 85.2 | LIGHT | 1 SMALL TREE | LOADED
VEG_PHW049 | PHW | 5.97 | 5.99 | 5970 | 5990 | 212 | HEAVY | 2 LARGE TREES | LOADED
VEG_PHW050 | PHW | 6.62 | 6.63 | 6620 | 6630 | 27 | LIGHT | 1 SMALL TREE | LOADED
VEG_PHW051 | PHW | 8.31 | 8.32 | 8310 | 8320 | 188 | HEAVY | 1 LARGE TREE | LOADED
VEG_PHW052 | PHW | 8.35 | 8.36 | 8350 | 8360 | 54.8 | HEAVY | 1 LARGE TREE | LOADED
VEG_PHW053 | PHW | 8.46 | 8.47 | 8460 | 8470 | 56 | TRIM | 1 LARGE TREE | LOADED
VEG_PHW054 | PHW | 8.95 | 8.96 | 8950 | 8960 | 88.8 | HEAVY | 1 LARGE TREE | LOADED
VEG_PHW055 | PHW | 8.97 | 8.98 | 8970 | 8980 | 5 | LIGHT | 1 SMALL TREE | LOADED
VEG_PHW056 | PHW | 9.14 | 9.15 | 9140 | 9150 | 164 | HEAVY | 1 LARGE TREE | LOADED
VEG_PHW057 | PHW | 9.22 | 9.23 | 9220 | 9230 | 40 | LIGHT | 3 SMALL TREES | LOADED
VEG_PHW058 | PHW | 9.46 | 9.47 | 9460 | 9470 | 48 | HEAVY | 1 LARGE TREE | LOADED
VEG_PHW059 | PHW | 9.59 | 9.6 | 9590 | 9600 | 29 | LIGHT | 1 SMALL TREE | LOADED
VEG_PHW060 | PHW | 10.32 | 10.33 | 10320 | 10330 | 65.7 | HEAVY | 1 LARGE TREE | LOADED
VEG_PHW061 | PHW | 11.18 | 11.19 | 11180 | 11190 | 23.8 | LIGHT | 1 SMALL TREE | LOADED
VEG_PHW062 | PHW | 13.59 | 13.61 | 13590 | 13610 | 90 | LIGHT | 4 SMALL TREE | LOADED
VEG_PHW063 | PHW | 13.96 | 13.98 | 13960 | 13980 | 73 | TRIM | 3 LARGE TREES | LOADED
VEG_PHW064 | PHW | 14.25 | 14.26 | 14250 | 14260 | 21.5 | LIGHT | 1 SMALL TREE | LOADED
VEG_PHW065 | PHW | 14.35 | 14.36 | 14350 | 14360 | 29 | TRIM | 1 LARGE TREE | LOADED
VEG_PHW066 | PHW | 15.76 | 15.77 | 15760 | 15770 | 43 | TRIM | 1 LARGE TREE | LOADED
VEG_PHW067 | PHW | 18.99 | 19 | 18990 | 19000 | 63.7 | LIGHT | 1 SMALL TREE | LOADED
VEG_PHW068 | PHW | 19.01 | 19.06 | 19010 | 19060 | 593 | HEAVY | 6 LARGE TREES | LOADED
VEG_PHW069 | PHW | 19.11 | 19.12 | 19110 | 19120 | 105 | HEAVY | 2 LARGE TREES | LOADED
VEG_PHW070 | PHW | 19.132 | 19.132 | 19132 | 19132 | 73 | HEAVY | 1 LARGE TREES | LOADED
VEG_PWG001 | PWG | 0.4 | 0.43 |  |  | 234 | HEAVY | 4 SMALL TREES | LOADED
VEG_PWG002 | PWG | 0.44 | 0.45 |  |  | 113 | LIGHT | 2 SMALL TREES | LOADED
VEG_PWG003 | PWG | 0.49 | 0.53 |  |  | 273 | HEAVY | MULTIPLE SMALL TREES | LOADED
VEG_PWG004 | PWG | 0.59 | 0.74 |  |  | 1550 | HEAVY | MULTIPLE LARGE & SMALL TREES | LOADED
VEG_PWG005 | PWG | 0.76 | 0.88 |  |  | 1520 | HEAVY | MULTIPLE LARGE & SMALL TREES | LOADED
VEG_PWG006 | PWG | 0.99 | 1 |  |  | 56.6 | LIGHT | 1 SMALL TREE | LOADED
VEG_PWG007 | PWG | 1.04 | 1.05 |  |  | 27 | LIGHT | 1 SMALL TREE | LOADED
VEG_PWG008 | PWG | 1.43 | 1.46 |  |  | 215 | HEAVY | MULTIPLE SMALL TREES & 1 LARGE TREE | LOADED
VEG_PWG009 | PWG | 2.21 | 2.22 |  |  | 80 | HEAVY | MULTIPLE SMALL TREES | LOADED
VEG_PWG010 | PWG | 2.37 | 2.38 |  |  | 50 | LIGHT | 2 SMALL TREES | LOADED
VEG_PWG011 | PWG | 3.25 | 3.26 |  |  | 31.4 | LIGHT | 1 SMALL TREE | LOADED
VEG_PWG012 | PWG | 3.54 | 3.56 |  |  | 145 | HEAVY | 1 LARGE TREE | LOADED
VEG_PWG013 | PWG | 3.59 | 3.6 |  |  | 13.6 | LIGHT | 1 SMALL TREE | LOADED
VEG_PWG014 | PWG | 4.08 | 4.09 |  |  | 46.6 | LIGHT | 1 SMALL TREE | LOADED
VEG_PWG015 | PWG | 10.68 | 10.69 |  |  | 116 | HEAVY | MULTIPLE SMALL TREES | LOADED
VEG_PWG016 | PWG | 21.58 | 21.59 |  |  | 74.8 | HEAVY | 1 LARGE TREE | LOADED
VEG_PWG017 | PWG | 24.01 | 24.02 |  |  | 32.5 | LIGHT | 1 SMALL TREE | LOADED
VEG_PWG018 | PWG | 24.83 | 24.86 |  |  | 176 | HEAVY | MULTIPLE SMALL TREES | LOADED
VEG_PWG019 | PWG | 26.07 | 26.08 |  |  | 64.7 | HEAVY | 2 LARGE TREES | LOADED
VEG_PWG020 | PWG | 26.29 | 26.3 |  |  | 23 | LIGHT | 2 SMALL TREES | LOADED
VEG_PWG021 | PWG | 26.43 | 26.44 |  |  | 79 | HEAVY | 1 LARGE TREE | LOADED
VEG_PLG001 | PLG | 0.22 | 0.23 |  |  | 21.8 | LIGHT | 1 SMALL TREE | NOT LOADED - section not in register
VEG_PLG002 | PLG | 0.69 | 0.71 |  |  | 135 | HEAVY | 2 LARGE TREES | NOT LOADED - section not in register
VEG_PLG003 | PLG | 1.5 | 1.52 |  |  | 114 | HEAVY | MULTIPLE LARGE & SMALL TREES | NOT LOADED - section not in register
VEG_PLG004 | PLG | 4.71 | 4.74 |  |  | 187 | HEAVY | MULTIPLE SMALL TREES | NOT LOADED - section not in register
VEG_PLG005 | PLG | 5.97 | 5.99 |  |  | 80.1 | HEAVY | 1 LARGE TREE & 2 SMALL TREES | NOT LOADED - section not in register
VEG_PLG006 | PLG | 7.65 | 7.66 |  |  | 215 | HEAVY | 1 LARGE TREE | NOT LOADED - section not in register
VEG_PLG007 | PLG | 7.69 | 7.71 |  |  | 161 | HEAVY | 1 LARGE TREE | NOT LOADED - section not in register
VEG_PLG008 | PLG | 7.73 | 7.76 |  |  | 266 | HEAVY | MULTIPLE LARGE TREES | NOT LOADED - section not in register
VEG_PLG009 | PLG | 7.77 | 7.78 |  |  | 199 | HEAVY | MULTIPLE LARGE TREES | NOT LOADED - section not in register
VEG_PLG010 | PLG | 7.8 | 7.83 |  |  | 380 | HEAVY | MULTIPLE LARGE TREES | NOT LOADED - section not in register
VEG_PLG011 | PLG | 8.6 | 8.61 |  |  | 22.4 | LIGHT | 1 SMALL TREE | NOT LOADED - section not in register
VEG_PLG012 | PLG | 15.78 | 15.78 |  |  | 32.5 | LIGHT | 1 SMALL TREE | NOT LOADED - section not in register
VEG_PLG013 | PLG | 15.82 | 15.82 |  |  | 32.9 | LIGHT | 1 SMALL TREE | NOT LOADED - section not in register
VEG_PLG014 | PLG | 15.91 | 15.91 |  |  | 39.4 | LIGHT | 1 SMALL TREE | NOT LOADED - section not in register
VEG_PLG015 | PLG | 15.96 | 15.96 |  |  | 28.7 | LIGHT | 1 SMALL TREE | NOT LOADED - section not in register
VEG_PLG016 | PLG | 15.99 | 16 |  |  | 20.4 | LIGHT | 1 SMALL TREE | NOT LOADED - section not in register
VEG_PLG017 | PLG | 16.03 | 16.04 |  |  | 38.9 | LIGHT | 1 SMALL TREE | NOT LOADED - section not in register
VEG_PLG018 | PLG | 16.09 | 16.09 |  |  | 42.9 | LIGHT | 1 SMALL TREE | NOT LOADED - section not in register
VEG_PLG019 | PLG | 16.23 | 16.24 |  |  | 129 | HEAVY | 2 LARGE TREES | NOT LOADED - section not in register
VEG_PLG020 | PLG | 16.31 | 16.37 |  |  | 340 | HEAVY | MULTIPLE LARGE TREES | NOT LOADED - section not in register
VEG_PLG021 | PLG | 16.98 | 17 |  |  | 196 | HEAVY | 1 LARGE TREE | NOT LOADED - section not in register
VEG_PLG022 | PLG | 17.45 | 17.49 |  |  | 281 | HEAVY | MULTIPLE LARGE & SMALL TREES | NOT LOADED - section not in register
VEG_PLG023 | PLG | 18.05 | 18.06 |  |  | 58 | TRIM | BRANCHES HANGING OVER PIPE | NOT LOADED - section not in register
VEG_PLG024 | PLG | 23.6 | 23.657 |  |  | 563 | HEAVY | MULTIPLE SMALL TREES | NOT LOADED - section not in register
VEG_PLE001 | PLE | 0.63 | 0.64 |  |  | 83 | TRIM | 1 LARGE TREE | NOT LOADED - section not in register
VEG_PLE002 | PLE | 1.79 | 1.81 |  |  | 188 | HEAVY | 1 LARGE TREE | NOT LOADED - section not in register
VEG_PLE003 | PLE | 1.84 | 1.85 |  |  | 237 | HEAVY | 1 LARGE TREE | NOT LOADED - section not in register
VEG_PLE004 | PLE | 2.04 | 2.06 |  |  | 357 | HEAVY | 4 LARGE TREES | NOT LOADED - section not in register
VEG_PLE005 | PLE | 2.15 | 2.16 |  |  | 268 | HEAVY | 1 LARGE TREE | NOT LOADED - section not in register
VEG_PLE006 | PLE | 2.43 | 2.44 |  |  | 76.5 | HEAVY | 1 LARGE TREE | NOT LOADED - section not in register
VEG_PLE007 | PLE | 2.46 | 2.46 |  |  | 22 | LIGHT | 1 SMALL TREE | NOT LOADED - section not in register
VEG_PLE008 | PLE | 4.97 | 4.98 |  |  | 241 | HEAVY | 2 LARGE TREES | NOT LOADED - section not in register
VEG_PLE009 | PLE | 4.98 | 5.01 |  |  | 306 | HEAVY | 3 LARGE TREES | NOT LOADED - section not in register
VEG_PLE010 | PLE | 5.03 | 5.04 |  |  | 140 | HEAVY | 1 LARGE TREE | NOT LOADED - section not in register
VEG_PLE011 | PLE | 5.08 | 5.09 |  |  | 182 | HEAVY | 1 LARGE TREE | NOT LOADED - section not in register
VEG_PLE012 | PLE | 5.13 | 5.13 |  |  | 60 | HEAVY | 1 LARGE TREE | NOT LOADED - section not in register
VEG_PLE013 | PLE | 5.14 | 5.18 |  |  | 322 | HEAVY | MULTIPLE LARGE TREES | NOT LOADED - section not in register
VEG_PLE014 | PLE | 5.21 | 5.23 |  |  | 150 | HEAVY | 2 LARGE TREES | NOT LOADED - section not in register
VEG_PLE015 | PLE | 5.25 | 5.26 |  |  | 131 | HEAVY | 2 LARGE TREES | NOT LOADED - section not in register
VEG_PLE016 | PLE | 5.38 | 5.39 |  |  | 149 | HEAVY | 1 LARGE TREE | NOT LOADED - section not in register
VEG_PLE017 | PLE | 5.4 | 5.56 |  |  | 1793 | HEAVY | MULTIPLE LARGE TREES | NOT LOADED - section not in register
VEG_PLE018 | PLE | 5.57 | 5.73 |  |  | 1341 | HEAVY | MULTIPLE LARGE TREES | NOT LOADED - section not in register
VEG_PLE019 | PLE | 5.82 | 5.84 |  |  | 188 | HEAVY | 1 LARGE TREE | NOT LOADED - section not in register
VEG_PLE020 | PLE | 6.08 | 6.09 |  |  | 101 | HEAVY | 1 LARGE TREE | NOT LOADED - section not in register
VEG_PLE021 | PLE | 6.56 | 6.57 |  |  | 212 | HEAVY | 1 LARGE TREE | NOT LOADED - section not in register
VEG_PLE022 | PLE | 6.72 | 6.73 |  |  | 146 | HEAVY | 1 LARGE TREE | NOT LOADED - section not in register
VEG_PLE023 | PLE | 6.75 | 6.77 |  |  | 223 | HEAVY | 1 LARGE TREE | NOT LOADED - section not in register
VEG_PLE024 | PLE | 6.78 | 6.81 |  |  | 279 | HEAVY | 4 LARGE TREES | NOT LOADED - section not in register
VEG_PLE025 | PLE | 6.85 | 6.88 |  |  | 375 | HEAVY | MULTIPLE LARGE TREES | NOT LOADED - section not in register
VEG_PLE026 | PLE | 6.91 | 6.93 |  |  | 299 | HEAVY | MULTIPLE LARGE TREES | NOT LOADED - section not in register
VEG_PLE027 | PLE | 7.89 | 7.31 |  |  | 119 | HEAVY | 1 LARGE TREE | NOT LOADED - section not in register
VEG_PLE028 | PLE | 8.12 | 8.13 |  |  | 19.3 | LIGHT | 1 SMALL TREE | NOT LOADED - section not in register
VEG_PLE029 | PLE | 8.2 | 8.22 |  |  | 125 | HEAVY | 1 LARGE TREE | NOT LOADED - section not in register
VEG_PLE030 | PLE | 8.45 | 8.47 |  |  | 159 | HEAVY | 3 LARGE TREES | NOT LOADED - section not in register
VEG_PLE031 | PLE | 8.82 | 8.83 |  |  | 136 | HEAVY | 1 LARGE TREE | NOT LOADED - section not in register
VEG_PLE032 | PLE | 8.87 | 8.88 |  |  | 90.4 | HEAVY | 1 LARGE TREE | NOT LOADED - section not in register
VEG_PEL001 | PEL | 0.15 | 0.18 |  |  | 97.1 | TRIM | 1 LARGE TREE | NOT LOADED - section not in register
VEG_PEL002 | PEL | 0.36 | 0.42 |  |  | 1081 | HEAVY | 3 LARGE TREES | NOT LOADED - section not in register
VEG_PEL003 | PEL | 4.58 | 4.59 |  |  | 208 | HEAVY | 1 LARGE TREE | NOT LOADED - section not in register
VEG_PEL004 | PEL | 4.87 | 4.91 |  |  | 288 | HEAVY | 2 LARGE TREES | NOT LOADED - section not in register
VEG_PEL005 | PEL | 5.71 | 5.74 |  |  | 195 | TRIM | 3 LARGE TREES | NOT LOADED - section not in register
VEG_PEL006 | PEL | 8.38 | 8.4 |  |  | 228 | HEAVY | 1 LARGE TREE | NOT LOADED - section not in register
VEG_PEL007 | PEL | 8.49 | 8.52 |  |  | 171 | HEAVY | 1 LARGE TREE | NOT LOADED - section not in register
VEG_PEL008 | PEL | 8.53 | 8.55 |  |  | 167 | TRIM | 3 LARGE TREES | NOT LOADED - section not in register
VEG_PEL009 | PEL | 8.58 | 8.59 |  |  | 142 | HEAVY | 1 LARGE TREE, 1 SMALL TREE | NOT LOADED - section not in register
VEG_PEL010 | PEL | 8.67 | 8.73 |  |  | 308 | TRIM | 2 LARGE TREES | NOT LOADED - section not in register
VEG_PEL011 | PEL | 8.75 | 8.77 |  |  | 75.9 | TRIM | 1 LARGE TREE | NOT LOADED - section not in register
VEG_PEL012 | PEL | 9.91 | 9.95 |  |  | 466 | TRIM | 3 LARGE TREES | NOT LOADED - section not in register
VEG_PEL013 | PEL | 9.96 | 10 |  |  | 259 | TRIM | 2 LARGE TREES | NOT LOADED - section not in register
VEG_PEL014 | PEL | 10.1 | 10.4 |  |  | 234 | TRIM | 2 LARGE TREES | NOT LOADED - section not in register
VEG_PEL015 | PEL | 13.15 | 13.16 |  |  | 253 | HEAVY | 2 LARGE TREES | NOT LOADED - section not in register
VEG_PEL016 | PEL | 13.2 | 13.21 |  |  | 36.6 | TRIM | 1 LARGE TREE | NOT LOADED - section not in register
VEG_PEL017 | PEL | 13.61 | 13.62 |  |  | 116 | HEAVY | 1 LARGE TREE | NOT LOADED - section not in register
VEG_PEL018 | PEL | 13.98 | 14 |  |  | 118 | HEAVY | 1 LARGE TREE | NOT LOADED - section not in register
VEG_PEL019 | PEL | 14.07 | 14.08 |  |  | 135 | HEAVY | 1 LARGE TREE | NOT LOADED - section not in register
VEG_PEL020 | PEL | 14.16 | 14.18 |  |  | 130 | HEAVY | 1 LARGE TREE | NOT LOADED - section not in register
VEG_PEL021 | PEL | 14.19 | 14.23 |  |  | 186 | HEAVY | 3 LARGE TREES | NOT LOADED - section not in register
VEG_PEL022 | PEL | 14.26 | 14.27 |  |  | 81 | HEAVY | 1 LARGE TREE | NOT LOADED - section not in register
VEG_PEL023 | PEL | 17.09 | 17.11 |  |  | 124 | TRIM | 2 LARGE TREES | NOT LOADED - section not in register
VEG_PEL024 | PEL | 17.13 | 17.15 |  |  | 152 | HEAVY | 2 LARGE TREES | NOT LOADED - section not in register
VEG_PEL025 | PEL | 17.17 | 17.19 |  |  | 153 | HEAVY | 2 LARGE TREES | NOT LOADED - section not in register
VEG_PEL026 | PEL | 18.14 | 18.16 |  |  | 91 | TRIM | 2 LARGE TREES | NOT LOADED - section not in register
VEG_PEL027 | PEL | 18.5 | 18.2 |  |  | 101 | HEAVY | 2 LARGE TREES | NOT LOADED - section not in register
VEG_PEL028 | PEL | 18.59 | 18.64 |  |  | 177 | TRIM | 3 LARGE TREES | NOT LOADED - section not in register
VEG_PEL029 | PEL | 19.97 | 19.98 |  |  | 91.5 | HEAVY | 2 LARGE TREES | NOT LOADED - section not in register
VEG_PEL030 | PEL | 21.22 | 21.27 |  |  | 461 | TRIM | 5 LARGE TREES | NOT LOADED - section not in register
VEG_PEL031 | PEL | 21.28 | 21.51 |  |  | 2380 | HEAVY | MULTIPLE LARGE TREES | NOT LOADED - section not in register
VEG_PEL032 | PEL | 21.65 | 21.68 |  |  | 430 | HEAVY | MULTIPLE LARGE TREES | NOT LOADED - section not in register
VEG_PEL033 | PEL | 21.86 | 21.89 |  |  | 229 | HEAVY | 1 LARGE TREE | NOT LOADED - section not in register
VEG_PEL034 | PEL | 21.92 | 21.93 |  |  | 132 | HEAVY | 1 LARGE TREE | NOT LOADED - section not in register
VEG_PEL035 | PEL | 22.25 | 22.28 |  |  | 188 | HEAVY | 1 LARGE TREE | NOT LOADED - section not in register
VEG_PEL036 | PEL | 22.29 | 22.31 |  |  | 85.7 | HEAVY | 1 LARGE TREE | NOT LOADED - section not in register
VEG_PEL037 | PEL | 22.34 | 22.36 |  |  | 375 | HEAVY | 1 LARGE TREE | NOT LOADED - section not in register
VEG_PEL038 | PEL | 22.37 | 22.39 |  |  | 119 | HEAVY | 1 LARGE TREE | NOT LOADED - section not in register
VEG_PEL039 | PEL | 22.58 | 22.59 |  |  | 149 | HEAVY | 1 LARGE TREE | NOT LOADED - section not in register
VEG_PEL040 | PEL | 22.86 | 22.88 |  |  | 329 | HEAVY | 2 LARGE TREES | NOT LOADED - section not in register
VEG_PEL041 | PEL | 22.9 | 22.91 |  |  | 180 | HEAVY | 1 SMALL TREE | NOT LOADED - section not in register
VEG_PEL042 | PEL | 22.97 | 23 |  |  | 501 | HEAVY | 1 LARGE TREE & 1 SMALL TREE | NOT LOADED - section not in register
VEG_PEL043 | PEL | 23.18 | 23.2 |  |  | 117 | LIGHT | 1 SMALL TREE | NOT LOADED - section not in register
VEG_PEL044 | PEL | 23.23 | 23.24 |  |  | 63.8 | LIGHT | 1 SMALL TREE | NOT LOADED - section not in register
VEG_PEL045 | PEL | 23.26 | 23.29 |  |  | 614 | HEAVY | 2 LARGE TREES | NOT LOADED - section not in register
VEG_PEL046 | PEL | 23.32 | 23.33 |  |  | 120 | TRIM | 1 LARGE TREE | NOT LOADED - section not in register
VEG_PEL047 | PEL | 23.54 | 23.55 |  |  | 336 | HEAVY | 1 LARGE TREE | NOT LOADED - section not in register
VEG_PEL048 | PEL | 23.6 | 23.62 |  |  | 603 | HEAVY | 2 LARGE TREE & 1 SMALL TREE | NOT LOADED - section not in register
VEG_PEL049 | PEL | 23.65 | 23.67 |  |  | 473 | HEAVY | 1 LARGE TREE | NOT LOADED - section not in register
VEG_PEL050 | PEL | 23.73 | 23.82 |  |  | 2062 | HEAVY | MULTIPLE LARGE TREES | NOT LOADED - section not in register
VEG_PEL051 | PEL | 23.87 | 23.87 |  |  | 33.6 | LIGHT | 1 SMALL TREE | NOT LOADED - section not in register
VEG_PEL052 | PEL | 23.9 | 23.91 |  |  | 173 | HEAVY | 1 LARGE TREE | NOT LOADED - section not in register
VEG_PEL053 | PEL | 23.96 | 23.98 |  |  | 304 | HEAVY | 1 LARGE TREE | NOT LOADED - section not in register
VEG_PEL054 | PEL | 24.01 | 24.02 |  |  | 162 | HEAVY | 1 LARGE TREE | NOT LOADED - section not in register
VEG_PEL055 | PEL | 24.08 | 24.09 |  |  | 102 | HEAVY | 1 LARGE TREE | NOT LOADED - section not in register
VEG_PEL056 | PEL | 24.14 | 24.15 |  |  | 294 | HEAVY | 1 LARGE TREE | NOT LOADED - section not in register
VEG_PEL057 | PEL | 24.31 | 24.32 |  |  | 84 | HEAVY | 1 LARGE TREE | NOT LOADED - section not in register
VEG_PEL058 | PEL | 24.33 | 24.34 |  |  | 393 | HEAVY | 1 LARGE TREE | NOT LOADED - section not in register
VEG_PEL059 | PEL | 24.4 | 24.41 |  |  | 85 | HEAVY | 1 LARGE TREE | NOT LOADED - section not in register
VEG_PEL060 | PEL | 24.48 | 24.49 |  |  | 108 | HEAVY | 1 LARGE TREE | NOT LOADED - section not in register
VEG_PEL061 | PEL | 24.61 | 24.62 |  |  | 27 | LIGHT | 1 SMALL TREE | NOT LOADED - section not in register
VEG_PEL062 | PEL | 24.64 | 24.64 |  |  | 18.2 | LIGHT | 1 SMALL TREE | NOT LOADED - section not in register
VEG_PEL063 | PEL | 24.73 | 24.758 |  |  | 527 | HEAVY | 2 LARGE TREES | NOT LOADED - section not in register
VEG_PAE001 | PAE | 7.25 | 7.26 |  |  | 42.5 | TRIM | 1 LARGE TREE | NOT LOADED - section not in register
VEG_PAE002 | PAE | 7.17 | 7.2 |  |  | 286 | HEAVY | 3 LARGE TREES | NOT LOADED - section not in register
VEG_PAE003 | PAE | 7.13 | 7.14 |  |  | 90.8 | HEAVY | 1 LARGE TREE | NOT LOADED - section not in register
VEG_PAE004 | PAE | 7.09 | 7.1 |  |  | 85.3 | HEAVY | 2 LARGE TREES | NOT LOADED - section not in register
VEG_PAE005 | PAE | 6.94 | 6.95 |  |  | 98.8 | HEAVY | 1 LARGE TREE | NOT LOADED - section not in register
VEG_PAE006 | PAE | 6.75 | 6.75 |  |  | 13.2 | LIGHT | 1 SMALL TREE | NOT LOADED - section not in register
VEG_PAE007 | PAE | 1.35 | 1.36 |  |  | 34.7 | TRIM | 2 LARGE TREES | NOT LOADED - section not in register
VEG_PAE008 | PAE | 1.2 | 1.21 |  |  | 17.8 | TRIM | 1 LARGE TREE | NOT LOADED - section not in register
VEG_PAE009 | PAE | 0.6 | 0.61 |  |  | 39.3 | TRIM | 1 LARGE TREE | NOT LOADED - section not in register
Verbatim rows from T2W - Tree Removal TakeOff (V.1).xlsx, sheet 'Sheet1' rows 15-236. Chainage is in KILOMETRES here, as in the source; the Master Register holds the same values converted to metres.

## Edit Log
Edit log
Every change made to the Master Register is appended here — one row per field changed, with who made it, when, and the value it replaced. Rows are written when an edit is applied, not by hand. The Src - sheets are never edited, so they remain the record of what each source file originally said.
Timestamp | Edited by | Record Key | Asset ID | Field | Previous value | New value | Sheet cell
2026-08-24 09:54 | J. Krasnoff-Hnatjuk | (schema) |  | new column |  | Area (m2) | Master Register!BI1
2026-08-24 09:54 | J. Krasnoff-Hnatjuk | (schema) |  | new column |  | Timber Density | Master Register!BJ1
2026-08-24 09:54 | J. Krasnoff-Hnatjuk | PWG-TS-0001 | PWG-TS-0001 | RECORD ADDED |  | Trench Stop & Bulkhead @ 2 m (TRENCH STOP) | Trench&Bulkheads- T2W_PIPELINE.xlsm row 458
2026-08-24 09:54 | J. Krasnoff-Hnatjuk | PWG-BS-0001 | PWG-BS-0001 | RECORD ADDED |  | Trench Stop & Bulkhead @ 7 m (BULK HEAD) | Trench&Bulkheads- T2W_PIPELINE.xlsm row 459
2026-08-24 09:54 | J. Krasnoff-Hnatjuk | PWG-TS-0002 | PWG-TS-0002 | RECORD ADDED |  | Trench Stop & Bulkhead @ 12 m (TRENCH STOP) | Trench&Bulkheads- T2W_PIPELINE.xlsm row 460
2026-08-24 09:54 | J. Krasnoff-Hnatjuk | PWG-TS-0003 | PWG-TS-0003 | RECORD ADDED |  | Trench Stop & Bulkhead @ 1190.9 m (TRENCH STOP) | Trench&Bulkheads- T2W_PIPELINE.xlsm row 461
2026-08-24 09:54 | J. Krasnoff-Hnatjuk | PWG-TS-0004 | PWG-TS-0004 | RECORD ADDED |  | Trench Stop & Bulkhead @ 2052.9 m (TRENCH STOP) | Trench&Bulkheads- T2W_PIPELINE.xlsm row 462
2026-08-24 09:54 | J. Krasnoff-Hnatjuk | PWG-TS-0005 | PWG-TS-0005 | RECORD ADDED |  | Trench Stop & Bulkhead @ 2061.5 m (TRENCH STOP) | Trench&Bulkheads- T2W_PIPELINE.xlsm row 463
2026-08-24 09:54 | J. Krasnoff-Hnatjuk | PWG-TS-0006 | PWG-TS-0006 | RECORD ADDED |  | Trench Stop & Bulkhead @ 4010.3 m (TRENCH STOP) | Trench&Bulkheads- T2W_PIPELINE.xlsm row 464
2026-08-24 09:54 | J. Krasnoff-Hnatjuk | PWG-TS-0007 | PWG-TS-0007 | RECORD ADDED |  | Trench Stop & Bulkhead @ 5445.3 m (TRENCH STOP) | Trench&Bulkheads- T2W_PIPELINE.xlsm row 465
2026-08-24 09:54 | J. Krasnoff-Hnatjuk | PWG-TS-0008 | PWG-TS-0008 | RECORD ADDED |  | Trench Stop & Bulkhead @ 8669.8 m (TRENCH STOP) | Trench&Bulkheads- T2W_PIPELINE.xlsm row 466
2026-08-24 09:54 | J. Krasnoff-Hnatjuk | PWG-TS-0009 | PWG-TS-0009 | RECORD ADDED |  | Trench Stop & Bulkhead @ 8677 m (TRENCH STOP) | Trench&Bulkheads- T2W_PIPELINE.xlsm row 467
2026-08-24 09:54 | J. Krasnoff-Hnatjuk | PWG-TS-0010 | PWG-TS-0010 | RECORD ADDED |  | Trench Stop & Bulkhead @ 9344.9 m (TRENCH STOP) | Trench&Bulkheads- T2W_PIPELINE.xlsm row 468
2026-08-24 09:54 | J. Krasnoff-Hnatjuk | PWG-TS-0011 | PWG-TS-0011 | RECORD ADDED |  | Trench Stop & Bulkhead @ 9358.4 m (TRENCH STOP) | Trench&Bulkheads- T2W_PIPELINE.xlsm row 469
2026-08-24 09:54 | J. Krasnoff-Hnatjuk | PWG-TS-0012 | PWG-TS-0012 | RECORD ADDED |  | Trench Stop & Bulkhead @ 9371.9 m (TRENCH STOP) | Trench&Bulkheads- T2W_PIPELINE.xlsm row 470
2026-08-24 09:54 | J. Krasnoff-Hnatjuk | PWG-TS-0013 | PWG-TS-0013 | RECORD ADDED |  | Trench Stop & Bulkhead @ 9810.2 m (TRENCH STOP) | Trench&Bulkheads- T2W_PIPELINE.xlsm row 471
2026-08-24 09:54 | J. Krasnoff-Hnatjuk | PWG-TS-0014 | PWG-TS-0014 | RECORD ADDED |  | Trench Stop & Bulkhead @ 9825.8 m (TRENCH STOP) | Trench&Bulkheads- T2W_PIPELINE.xlsm row 472
2026-08-24 09:54 | J. Krasnoff-Hnatjuk | PWG-TS-0015 | PWG-TS-0015 | RECORD ADDED |  | Trench Stop & Bulkhead @ 9841.4 m (TRENCH STOP) | Trench&Bulkheads- T2W_PIPELINE.xlsm row 473
2026-08-24 09:54 | J. Krasnoff-Hnatjuk | PWG-TS-0016 | PWG-TS-0016 | RECORD ADDED |  | Trench Stop & Bulkhead @ 11111.31 m (TRENCH STOP) | Trench&Bulkheads- T2W_PIPELINE.xlsm row 474
2026-08-24 09:54 | J. Krasnoff-Hnatjuk | PWG-TS-0017 | PWG-TS-0017 | RECORD ADDED |  | Trench Stop & Bulkhead @ 11118.61 m (TRENCH STOP) | Trench&Bulkheads- T2W_PIPELINE.xlsm row 475
2026-08-24 09:54 | J. Krasnoff-Hnatjuk | PWG-TS-0018 | PWG-TS-0018 | RECORD ADDED |  | Trench Stop & Bulkhead @ 11125.91 m (TRENCH STOP) | Trench&Bulkheads- T2W_PIPELINE.xlsm row 476
2026-08-24 09:54 | J. Krasnoff-Hnatjuk | PWG-TS-0019 | PWG-TS-0019 | RECORD ADDED |  | Trench Stop & Bulkhead @ 11305.8 m (TRENCH STOP) | Trench&Bulkheads- T2W_PIPELINE.xlsm row 477
2026-08-24 09:54 | J. Krasnoff-Hnatjuk | PWG-TS-0020 | PWG-TS-0020 | RECORD ADDED |  | Trench Stop & Bulkhead @ 11318.5 m (TRENCH STOP) | Trench&Bulkheads- T2W_PIPELINE.xlsm row 478
2026-08-24 09:54 | J. Krasnoff-Hnatjuk | PWG-TS-0021 | PWG-TS-0021 | RECORD ADDED |  | Trench Stop & Bulkhead @ 11331.2 m (TRENCH STOP) | Trench&Bulkheads- T2W_PIPELINE.xlsm row 479
2026-08-24 09:54 | J. Krasnoff-Hnatjuk | PWG-TS-0022 | PWG-TS-0022 | RECORD ADDED |  | Trench Stop & Bulkhead @ 13376.5 m (TRENCH STOP) | Trench&Bulkheads- T2W_PIPELINE.xlsm row 480
2026-08-24 09:54 | J. Krasnoff-Hnatjuk | PWG-TS-0023 | PWG-TS-0023 | RECORD ADDED |  | Trench Stop & Bulkhead @ 13384.4 m (TRENCH STOP) | Trench&Bulkheads- T2W_PIPELINE.xlsm row 481
2026-08-24 09:54 | J. Krasnoff-Hnatjuk | PWG-TS-0024 | PWG-TS-0024 | RECORD ADDED |  | Trench Stop & Bulkhead @ 13392.3 m (TRENCH STOP) | Trench&Bulkheads- T2W_PIPELINE.xlsm row 482
2026-08-24 09:54 | J. Krasnoff-Hnatjuk | PWG-TS-0025 | PWG-TS-0025 | RECORD ADDED |  | Trench Stop & Bulkhead @ 14244.2 m (TRENCH STOP) | Trench&Bulkheads- T2W_PIPELINE.xlsm row 483
2026-08-24 09:54 | J. Krasnoff-Hnatjuk | PWG-TS-0026 | PWG-TS-0026 | RECORD ADDED |  | Trench Stop & Bulkhead @ 14254.6 m (TRENCH STOP) | Trench&Bulkheads- T2W_PIPELINE.xlsm row 484
2026-08-24 09:54 | J. Krasnoff-Hnatjuk | PWG-TS-0027 | PWG-TS-0027 | RECORD ADDED |  | Trench Stop & Bulkhead @ 14577.5 m (TRENCH STOP) | Trench&Bulkheads- T2W_PIPELINE.xlsm row 485
2026-08-24 09:54 | J. Krasnoff-Hnatjuk | PWG-TS-0028 | PWG-TS-0028 | RECORD ADDED |  | Trench Stop & Bulkhead @ 14588.8 m (TRENCH STOP) | Trench&Bulkheads- T2W_PIPELINE.xlsm row 486
2026-08-24 09:54 | J. Krasnoff-Hnatjuk | PWG-TS-0029 | PWG-TS-0029 | RECORD ADDED |  | Trench Stop & Bulkhead @ 14600.1 m (TRENCH STOP) | Trench&Bulkheads- T2W_PIPELINE.xlsm row 487
2026-08-24 09:54 | J. Krasnoff-Hnatjuk | PWG-TS-0030 | PWG-TS-0030 | RECORD ADDED |  | Trench Stop & Bulkhead @ 14611.4 m (TRENCH STOP) | Trench&Bulkheads- T2W_PIPELINE.xlsm row 488
2026-08-24 09:54 | J. Krasnoff-Hnatjuk | PWG-TS-0031 | PWG-TS-0031 | RECORD ADDED |  | Trench Stop & Bulkhead @ 14622.7 m (TRENCH STOP) | Trench&Bulkheads- T2W_PIPELINE.xlsm row 489
2026-08-24 09:54 | J. Krasnoff-Hnatjuk | PWG-TS-0032 | PWG-TS-0032 | RECORD ADDED |  | Trench Stop & Bulkhead @ 18779.3 m (TRENCH STOP) | Trench&Bulkheads- T2W_PIPELINE.xlsm row 490
2026-08-24 09:54 | J. Krasnoff-Hnatjuk | PWG-TS-0033 | PWG-TS-0033 | RECORD ADDED |  | Trench Stop & Bulkhead @ 25025.6 m (TRENCH STOP) | Trench&Bulkheads- T2W_PIPELINE.xlsm row 491
2026-08-24 09:54 | J. Krasnoff-Hnatjuk | PWG-TS-0034 | PWG-TS-0034 | RECORD ADDED |  | Trench Stop & Bulkhead @ 25039.6 m (TRENCH STOP) | Trench&Bulkheads- T2W_PIPELINE.xlsm row 492
2026-08-24 09:54 | J. Krasnoff-Hnatjuk | PWG-TS-0035 | PWG-TS-0035 | RECORD ADDED |  | Trench Stop & Bulkhead @ 25053.6 m (TRENCH STOP) | Trench&Bulkheads- T2W_PIPELINE.xlsm row 493
2026-08-24 09:54 | J. Krasnoff-Hnatjuk | PWG-TS-0036 | PWG-TS-0036 | RECORD ADDED |  | Trench Stop & Bulkhead @ 25067.6 m (TRENCH STOP) | Trench&Bulkheads- T2W_PIPELINE.xlsm row 494
2026-08-24 09:54 | J. Krasnoff-Hnatjuk | PHW-VG-0001 | VEG_PHW001 | RECORD ADDED |  | Vegetation @ 10.0-20.0 m, 195 m2 HEAVY | T2W - Tree Removal TakeOff (V.1).xlsx row 18
2026-08-24 09:54 | J. Krasnoff-Hnatjuk | PHW-VG-0002 | VEG_PHW002 | RECORD ADDED |  | Vegetation @ 60.0-200.0 m, 658 m2 LIGHT | T2W - Tree Removal TakeOff (V.1).xlsx row 19
2026-08-24 09:54 | J. Krasnoff-Hnatjuk | PHW-VG-0003 | VEG_PHW003 | RECORD ADDED |  | Vegetation @ 250.0-270.0 m, 110 m2 HEAVY | T2W - Tree Removal TakeOff (V.1).xlsx row 20
2026-08-24 09:54 | J. Krasnoff-Hnatjuk | PHW-VG-0004 | VEG_PHW004 | RECORD ADDED |  | Vegetation @ 330.0-370.0 m, 486 m2 HEAVY | T2W - Tree Removal TakeOff (V.1).xlsx row 21
2026-08-24 09:54 | J. Krasnoff-Hnatjuk | PHW-VG-0005 | VEG_PHW005 | RECORD ADDED |  | Vegetation @ 380.0-410.0 m, 145 m2 HEAVY | T2W - Tree Removal TakeOff (V.1).xlsx row 22
2026-08-24 09:54 | J. Krasnoff-Hnatjuk | PHW-VG-0006 | VEG_PHW006 | RECORD ADDED |  | Vegetation @ 450.0-460.0 m, 18.7 m2 TRIM | T2W - Tree Removal TakeOff (V.1).xlsx row 23
2026-08-24 09:54 | J. Krasnoff-Hnatjuk | PHW-VG-0007 | VEG_PHW007 | RECORD ADDED |  | Vegetation @ 510.0-530.0 m, 85.9 m2 TRIM | T2W - Tree Removal TakeOff (V.1).xlsx row 24
2026-08-24 09:54 | J. Krasnoff-Hnatjuk | PHW-VG-0008 | VEG_PHW008 | RECORD ADDED |  | Vegetation @ 540.0-560.0 m, 147 m2 HEAVY | T2W - Tree Removal TakeOff (V.1).xlsx row 25
2026-08-24 09:54 | J. Krasnoff-Hnatjuk | PHW-VG-0009 | VEG_PHW009 | RECORD ADDED |  | Vegetation @ 620.0-640.0 m, 108 m2 HEAVY | T2W - Tree Removal TakeOff (V.1).xlsx row 26
2026-08-24 09:54 | J. Krasnoff-Hnatjuk | PHW-VG-0010 | VEG_PHW010 | RECORD ADDED |  | Vegetation @ 670.0-690.0 m, 110 m2 HEAVY | T2W - Tree Removal TakeOff (V.1).xlsx row 27
2026-08-24 09:54 | J. Krasnoff-Hnatjuk | PHW-VG-0011 | VEG_PHW011 | RECORD ADDED |  | Vegetation @ 730.0-740.0 m, 62.9 m2 HEAVY | T2W - Tree Removal TakeOff (V.1).xlsx row 28
2026-08-24 09:54 | J. Krasnoff-Hnatjuk | PHW-VG-0012 | VEG_PHW012 | RECORD ADDED |  | Vegetation @ 770.0-800.0 m, 262 m2 HEAVY | T2W - Tree Removal TakeOff (V.1).xlsx row 29
2026-08-24 09:54 | J. Krasnoff-Hnatjuk | PHW-VG-0013 | VEG_PHW013 | RECORD ADDED |  | Vegetation @ 890.0-900.0 m, 24.2 m2 LIGHT | T2W - Tree Removal TakeOff (V.1).xlsx row 30
2026-08-24 09:54 | J. Krasnoff-Hnatjuk | PHW-VG-0014 | VEG_PHW014 | RECORD ADDED |  | Vegetation @ 920.0-930.0 m, 66.5 m2 HEAVY | T2W - Tree Removal TakeOff (V.1).xlsx row 31
2026-08-24 09:54 | J. Krasnoff-Hnatjuk | PHW-VG-0015 | VEG_PHW015 | RECORD ADDED |  | Vegetation @ 950.0-950.0 m, 9.64 m2 LIGHT | T2W - Tree Removal TakeOff (V.1).xlsx row 32
2026-08-24 09:54 | J. Krasnoff-Hnatjuk | PHW-VG-0016 | VEG_PHW016 | RECORD ADDED |  | Vegetation @ 960.0-980.0 m, 123 m2 HEAVY | T2W - Tree Removal TakeOff (V.1).xlsx row 33
2026-08-24 09:54 | J. Krasnoff-Hnatjuk | PHW-VG-0017 | VEG_PHW017 | RECORD ADDED |  | Vegetation @ 1000-1010.0 m, 55.6 m2 TRIM | T2W - Tree Removal TakeOff (V.1).xlsx row 34
2026-08-24 09:54 | J. Krasnoff-Hnatjuk | PHW-VG-0018 | VEG_PHW018 | RECORD ADDED |  | Vegetation @ 1010.0-1020.0 m, 57.9 m2 HEAVY | T2W - Tree Removal TakeOff (V.1).xlsx row 35
2026-08-24 09:54 | J. Krasnoff-Hnatjuk | PHW-VG-0019 | VEG_PHW019 | RECORD ADDED |  | Vegetation @ 1040.0-1050.0 m, 23 m2 LIGHT | T2W - Tree Removal TakeOff (V.1).xlsx row 36
2026-08-24 09:54 | J. Krasnoff-Hnatjuk | PHW-VG-0020 | VEG_PHW020 | RECORD ADDED |  | Vegetation @ 1070.0-1080.0 m, 85.4 m2 HEAVY | T2W - Tree Removal TakeOff (V.1).xlsx row 37
2026-08-24 09:54 | J. Krasnoff-Hnatjuk | PHW-VG-0021 | VEG_PHW021 | RECORD ADDED |  | Vegetation @ 1100.0-1130.0 m, 117 m2 HEAVY | T2W - Tree Removal TakeOff (V.1).xlsx row 38
2026-08-24 09:54 | J. Krasnoff-Hnatjuk | PHW-VG-0022 | VEG_PHW022 | RECORD ADDED |  | Vegetation @ 1140.0-1150.0 m, 82 m2 HEAVY | T2W - Tree Removal TakeOff (V.1).xlsx row 39
2026-08-24 09:54 | J. Krasnoff-Hnatjuk | PHW-VG-0023 | VEG_PHW023 | RECORD ADDED |  | Vegetation @ 1170.0-1190.0 m, 46.3 m2 TRIM | T2W - Tree Removal TakeOff (V.1).xlsx row 40
2026-08-24 09:54 | J. Krasnoff-Hnatjuk | PHW-VG-0024 | VEG_PHW024 | RECORD ADDED |  | Vegetation @ 1210.0-1220.0 m, 12.4 m2 TRIM | T2W - Tree Removal TakeOff (V.1).xlsx row 41
2026-08-24 09:54 | J. Krasnoff-Hnatjuk | PHW-VG-0025 | VEG_PHW025 | RECORD ADDED |  | Vegetation @ 1250.0-1250.0 m, 54 m2 LIGHT | T2W - Tree Removal TakeOff (V.1).xlsx row 42
2026-08-24 09:54 | J. Krasnoff-Hnatjuk | PHW-VG-0026 | VEG_PHW026 | RECORD ADDED |  | Vegetation @ 1320.0-1330.0 m, 66 m2 LIGHT | T2W - Tree Removal TakeOff (V.1).xlsx row 43
2026-08-24 09:54 | J. Krasnoff-Hnatjuk | PHW-VG-0027 | VEG_PHW027 | RECORD ADDED |  | Vegetation @ 1740.0-1780.0 m, 402 m2 HEAVY | T2W - Tree Removal TakeOff (V.1).xlsx row 44
2026-08-24 09:54 | J. Krasnoff-Hnatjuk | PHW-VG-0028 | VEG_PHW028 | RECORD ADDED |  | Vegetation @ 1810.0-1830.0 m, 271 m2 HEAVY | T2W - Tree Removal TakeOff (V.1).xlsx row 45
2026-08-24 09:54 | J. Krasnoff-Hnatjuk | PHW-VG-0029 | VEG_PHW029 | RECORD ADDED |  | Vegetation @ 1980.0-2010.0 m, 380 m2 HEAVY | T2W - Tree Removal TakeOff (V.1).xlsx row 46
2026-08-24 09:54 | J. Krasnoff-Hnatjuk | PHW-VG-0030 | VEG_PHW030 | RECORD ADDED |  | Vegetation @ 2030.0-2040.0 m, 99 m2 LIGHT | T2W - Tree Removal TakeOff (V.1).xlsx row 47
2026-08-24 09:54 | J. Krasnoff-Hnatjuk | PHW-VG-0031 | VEG_PHW031 | RECORD ADDED |  | Vegetation @ 2320.0-2330.0 m, 44.8 m2 LIGHT | T2W - Tree Removal TakeOff (V.1).xlsx row 48
2026-08-24 09:54 | J. Krasnoff-Hnatjuk | PHW-VG-0032 | VEG_PHW032 | RECORD ADDED |  | Vegetation @ 2360.0-2380.0 m, 141 m2 TRIM | T2W - Tree Removal TakeOff (V.1).xlsx row 49
2026-08-24 09:54 | J. Krasnoff-Hnatjuk | PHW-VG-0033 | VEG_PHW033 | RECORD ADDED |  | Vegetation @ 2360.0-2370.0 m, 94 m2 TRIM | T2W - Tree Removal TakeOff (V.1).xlsx row 50
2026-08-24 09:54 | J. Krasnoff-Hnatjuk | PHW-VG-0034 | VEG_PHW034 | RECORD ADDED |  | Vegetation @ 2400.0-2420.0 m, 138 m2 HEAVY | T2W - Tree Removal TakeOff (V.1).xlsx row 51
2026-08-24 09:54 | J. Krasnoff-Hnatjuk | PHW-VG-0035 | VEG_PHW035 | RECORD ADDED |  | Vegetation @ 2460.0-2480.0 m, 132 m2 HEAVY | T2W - Tree Removal TakeOff (V.1).xlsx row 52
2026-08-24 09:54 | J. Krasnoff-Hnatjuk | PHW-VG-0036 | VEG_PHW036 | RECORD ADDED |  | Vegetation @ 2480.0-2490.0 m, 37.7 m2 LIGHT | T2W - Tree Removal TakeOff (V.1).xlsx row 53
2026-08-24 09:54 | J. Krasnoff-Hnatjuk | PHW-VG-0037 | VEG_PHW037 | RECORD ADDED |  | Vegetation @ 2500.0-2510.0 m, 17 m2 LIGHT | T2W - Tree Removal TakeOff (V.1).xlsx row 54
2026-08-24 09:54 | J. Krasnoff-Hnatjuk | PHW-VG-0038 | VEG_PHW038 | RECORD ADDED |  | Vegetation @ 2560.0-2580.0 m, 117 m2 HEAVY | T2W - Tree Removal TakeOff (V.1).xlsx row 55
2026-08-24 09:54 | J. Krasnoff-Hnatjuk | PHW-VG-0039 | VEG_PHW039 | RECORD ADDED |  | Vegetation @ 2620.0-2620.0 m, 29 m2 HEAVY | T2W - Tree Removal TakeOff (V.1).xlsx row 56
2026-08-24 09:54 | J. Krasnoff-Hnatjuk | PHW-VG-0040 | VEG_PHW040 | RECORD ADDED |  | Vegetation @ 2710.0-2720.0 m, 43.3 m2 LIGHT | T2W - Tree Removal TakeOff (V.1).xlsx row 57
2026-08-24 09:54 | J. Krasnoff-Hnatjuk | PHW-VG-0041 | VEG_PHW041 | RECORD ADDED |  | Vegetation @ 2750.0-2750.0 m, 32.5 m2 TRIM | T2W - Tree Removal TakeOff (V.1).xlsx row 58
2026-08-24 09:54 | J. Krasnoff-Hnatjuk | PHW-VG-0042 | VEG_PHW042 | RECORD ADDED |  | Vegetation @ 2770.0-2790.0 m, 86.4 m2 HEAVY | T2W - Tree Removal TakeOff (V.1).xlsx row 59
2026-08-24 09:54 | J. Krasnoff-Hnatjuk | PHW-VG-0043 | VEG_PHW043 | RECORD ADDED |  | Vegetation @ 2810.0-2810.0 m, 41.4 m2 LIGHT | T2W - Tree Removal TakeOff (V.1).xlsx row 60
2026-08-24 09:54 | J. Krasnoff-Hnatjuk | PHW-VG-0044 | VEG_PHW044 | RECORD ADDED |  | Vegetation @ 3930.0-3940.0 m, 283 m2 HEAVY | T2W - Tree Removal TakeOff (V.1).xlsx row 61
2026-08-24 09:54 | J. Krasnoff-Hnatjuk | PHW-VG-0045 | VEG_PHW045 | RECORD ADDED |  | Vegetation @ 3950.0-3960.0 m, 99 m2 LIGHT | T2W - Tree Removal TakeOff (V.1).xlsx row 62
2026-08-24 09:54 | J. Krasnoff-Hnatjuk | PHW-VG-0046 | VEG_PHW046 | RECORD ADDED |  | Vegetation @ 4900.0-4910.0 m, 309 m2 HEAVY | T2W - Tree Removal TakeOff (V.1).xlsx row 63
2026-08-24 09:54 | J. Krasnoff-Hnatjuk | PHW-VG-0047 | VEG_PHW047 | RECORD ADDED |  | Vegetation @ 5390.0-5410.0 m, 142 m2 HEAVY | T2W - Tree Removal TakeOff (V.1).xlsx row 64
2026-08-24 09:54 | J. Krasnoff-Hnatjuk | PHW-VG-0048 | VEG_PHW048 | RECORD ADDED |  | Vegetation @ 5840.0-5850.0 m, 85.2 m2 LIGHT | T2W - Tree Removal TakeOff (V.1).xlsx row 65
2026-08-24 09:54 | J. Krasnoff-Hnatjuk | PHW-VG-0049 | VEG_PHW049 | RECORD ADDED |  | Vegetation @ 5970.0-5990.0 m, 212 m2 HEAVY | T2W - Tree Removal TakeOff (V.1).xlsx row 66
2026-08-24 09:54 | J. Krasnoff-Hnatjuk | PHW-VG-0050 | VEG_PHW050 | RECORD ADDED |  | Vegetation @ 6620.0-6630.0 m, 27 m2 LIGHT | T2W - Tree Removal TakeOff (V.1).xlsx row 67
2026-08-24 09:54 | J. Krasnoff-Hnatjuk | PHW-VG-0051 | VEG_PHW051 | RECORD ADDED |  | Vegetation @ 8310.0-8320.0 m, 188 m2 HEAVY | T2W - Tree Removal TakeOff (V.1).xlsx row 68
2026-08-24 09:54 | J. Krasnoff-Hnatjuk | PHW-VG-0052 | VEG_PHW052 | RECORD ADDED |  | Vegetation @ 8350.0-8360.0 m, 54.8 m2 HEAVY | T2W - Tree Removal TakeOff (V.1).xlsx row 69
2026-08-24 09:54 | J. Krasnoff-Hnatjuk | PHW-VG-0053 | VEG_PHW053 | RECORD ADDED |  | Vegetation @ 8460.0-8470.0 m, 56 m2 TRIM | T2W - Tree Removal TakeOff (V.1).xlsx row 70
2026-08-24 09:54 | J. Krasnoff-Hnatjuk | PHW-VG-0054 | VEG_PHW054 | RECORD ADDED |  | Vegetation @ 8950.0-8960.0 m, 88.8 m2 HEAVY | T2W - Tree Removal TakeOff (V.1).xlsx row 71
2026-08-24 09:54 | J. Krasnoff-Hnatjuk | PHW-VG-0055 | VEG_PHW055 | RECORD ADDED |  | Vegetation @ 8970.0-8980.0 m, 5 m2 LIGHT | T2W - Tree Removal TakeOff (V.1).xlsx row 72
2026-08-24 09:54 | J. Krasnoff-Hnatjuk | PHW-VG-0056 | VEG_PHW056 | RECORD ADDED |  | Vegetation @ 9140.0-9150.0 m, 164 m2 HEAVY | T2W - Tree Removal TakeOff (V.1).xlsx row 73
2026-08-24 09:54 | J. Krasnoff-Hnatjuk | PHW-VG-0057 | VEG_PHW057 | RECORD ADDED |  | Vegetation @ 9220.0-9230.0 m, 40 m2 LIGHT | T2W - Tree Removal TakeOff (V.1).xlsx row 74
2026-08-24 09:54 | J. Krasnoff-Hnatjuk | PHW-VG-0058 | VEG_PHW058 | RECORD ADDED |  | Vegetation @ 9460.0-9470.0 m, 48 m2 HEAVY | T2W - Tree Removal TakeOff (V.1).xlsx row 75
2026-08-24 09:54 | J. Krasnoff-Hnatjuk | PHW-VG-0059 | VEG_PHW059 | RECORD ADDED |  | Vegetation @ 9590.0-9600.0 m, 29 m2 LIGHT | T2W - Tree Removal TakeOff (V.1).xlsx row 76
2026-08-24 09:54 | J. Krasnoff-Hnatjuk | PHW-VG-0060 | VEG_PHW060 | RECORD ADDED |  | Vegetation @ 10320.0-10330.0 m, 65.7 m2 HEAVY | T2W - Tree Removal TakeOff (V.1).xlsx row 77
2026-08-24 09:54 | J. Krasnoff-Hnatjuk | PHW-VG-0061 | VEG_PHW061 | RECORD ADDED |  | Vegetation @ 11180.0-11190.0 m, 23.8 m2 LIGHT | T2W - Tree Removal TakeOff (V.1).xlsx row 78
2026-08-24 09:54 | J. Krasnoff-Hnatjuk | PHW-VG-0062 | VEG_PHW062 | RECORD ADDED |  | Vegetation @ 13590.0-13610.0 m, 90 m2 LIGHT | T2W - Tree Removal TakeOff (V.1).xlsx row 79
2026-08-24 09:54 | J. Krasnoff-Hnatjuk | PHW-VG-0063 | VEG_PHW063 | RECORD ADDED |  | Vegetation @ 13960.0-13980.0 m, 73 m2 TRIM | T2W - Tree Removal TakeOff (V.1).xlsx row 80
2026-08-24 09:54 | J. Krasnoff-Hnatjuk | PHW-VG-0064 | VEG_PHW064 | RECORD ADDED |  | Vegetation @ 14250.0-14260.0 m, 21.5 m2 LIGHT | T2W - Tree Removal TakeOff (V.1).xlsx row 81
2026-08-24 09:54 | J. Krasnoff-Hnatjuk | PHW-VG-0065 | VEG_PHW065 | RECORD ADDED |  | Vegetation @ 14350.0-14360.0 m, 29 m2 TRIM | T2W - Tree Removal TakeOff (V.1).xlsx row 82
2026-08-24 09:54 | J. Krasnoff-Hnatjuk | PHW-VG-0066 | VEG_PHW066 | RECORD ADDED |  | Vegetation @ 15760.0-15770.0 m, 43 m2 TRIM | T2W - Tree Removal TakeOff (V.1).xlsx row 83
2026-08-24 09:54 | J. Krasnoff-Hnatjuk | PHW-VG-0067 | VEG_PHW067 | RECORD ADDED |  | Vegetation @ 18990.0-19000 m, 63.7 m2 LIGHT | T2W - Tree Removal TakeOff (V.1).xlsx row 84
2026-08-24 09:54 | J. Krasnoff-Hnatjuk | PHW-VG-0068 | VEG_PHW068 | RECORD ADDED |  | Vegetation @ 19010.0-19060.0 m, 593 m2 HEAVY | T2W - Tree Removal TakeOff (V.1).xlsx row 85
2026-08-24 09:54 | J. Krasnoff-Hnatjuk | PHW-VG-0069 | VEG_PHW069 | RECORD ADDED |  | Vegetation @ 19110.0-19120.0 m, 105 m2 HEAVY | T2W - Tree Removal TakeOff (V.1).xlsx row 86
2026-08-24 09:54 | J. Krasnoff-Hnatjuk | PHW-VG-0070 | VEG_PHW070 | RECORD ADDED |  | Vegetation @ 19132.0-19132.0 m, 73 m2 HEAVY | T2W - Tree Removal TakeOff (V.1).xlsx row 87
2026-08-24 09:54 | J. Krasnoff-Hnatjuk | PWG-VG-0001 | VEG_PWG001 | RECORD ADDED |  | Vegetation @ 400.0-430.0 m, 234 m2 HEAVY | T2W - Tree Removal TakeOff (V.1).xlsx row 88
2026-08-24 09:54 | J. Krasnoff-Hnatjuk | PWG-VG-0002 | VEG_PWG002 | RECORD ADDED |  | Vegetation @ 440.0-450.0 m, 113 m2 LIGHT | T2W - Tree Removal TakeOff (V.1).xlsx row 89
2026-08-24 09:54 | J. Krasnoff-Hnatjuk | PWG-VG-0003 | VEG_PWG003 | RECORD ADDED |  | Vegetation @ 490.0-530.0 m, 273 m2 HEAVY | T2W - Tree Removal TakeOff (V.1).xlsx row 90
2026-08-24 09:54 | J. Krasnoff-Hnatjuk | PWG-VG-0004 | VEG_PWG004 | RECORD ADDED |  | Vegetation @ 590.0-740.0 m, 1550 m2 HEAVY | T2W - Tree Removal TakeOff (V.1).xlsx row 91
2026-08-24 09:54 | J. Krasnoff-Hnatjuk | PWG-VG-0005 | VEG_PWG005 | RECORD ADDED |  | Vegetation @ 760.0-880.0 m, 1520 m2 HEAVY | T2W - Tree Removal TakeOff (V.1).xlsx row 92
2026-08-24 09:54 | J. Krasnoff-Hnatjuk | PWG-VG-0006 | VEG_PWG006 | RECORD ADDED |  | Vegetation @ 990.0-1000 m, 56.6 m2 LIGHT | T2W - Tree Removal TakeOff (V.1).xlsx row 93
2026-08-24 09:54 | J. Krasnoff-Hnatjuk | PWG-VG-0007 | VEG_PWG007 | RECORD ADDED |  | Vegetation @ 1040.0-1050.0 m, 27 m2 LIGHT | T2W - Tree Removal TakeOff (V.1).xlsx row 94
2026-08-24 09:54 | J. Krasnoff-Hnatjuk | PWG-VG-0008 | VEG_PWG008 | RECORD ADDED |  | Vegetation @ 1430.0-1460.0 m, 215 m2 HEAVY | T2W - Tree Removal TakeOff (V.1).xlsx row 95
2026-08-24 09:54 | J. Krasnoff-Hnatjuk | PWG-VG-0009 | VEG_PWG009 | RECORD ADDED |  | Vegetation @ 2210.0-2220.0 m, 80 m2 HEAVY | T2W - Tree Removal TakeOff (V.1).xlsx row 96
2026-08-24 09:54 | J. Krasnoff-Hnatjuk | PWG-VG-0010 | VEG_PWG010 | RECORD ADDED |  | Vegetation @ 2370.0-2380.0 m, 50 m2 LIGHT | T2W - Tree Removal TakeOff (V.1).xlsx row 97
2026-08-24 09:54 | J. Krasnoff-Hnatjuk | PWG-VG-0011 | VEG_PWG011 | RECORD ADDED |  | Vegetation @ 3250.0-3260.0 m, 31.4 m2 LIGHT | T2W - Tree Removal TakeOff (V.1).xlsx row 98
2026-08-24 09:54 | J. Krasnoff-Hnatjuk | PWG-VG-0012 | VEG_PWG012 | RECORD ADDED |  | Vegetation @ 3540.0-3560.0 m, 145 m2 HEAVY | T2W - Tree Removal TakeOff (V.1).xlsx row 99
2026-08-24 09:54 | J. Krasnoff-Hnatjuk | PWG-VG-0013 | VEG_PWG013 | RECORD ADDED |  | Vegetation @ 3590.0-3600.0 m, 13.6 m2 LIGHT | T2W - Tree Removal TakeOff (V.1).xlsx row 100
2026-08-24 09:54 | J. Krasnoff-Hnatjuk | PWG-VG-0014 | VEG_PWG014 | RECORD ADDED |  | Vegetation @ 4080.0-4090.0 m, 46.6 m2 LIGHT | T2W - Tree Removal TakeOff (V.1).xlsx row 101
2026-08-24 09:54 | J. Krasnoff-Hnatjuk | PWG-VG-0015 | VEG_PWG015 | RECORD ADDED |  | Vegetation @ 10680.0-10690.0 m, 116 m2 HEAVY | T2W - Tree Removal TakeOff (V.1).xlsx row 102
2026-08-24 09:54 | J. Krasnoff-Hnatjuk | PWG-VG-0016 | VEG_PWG016 | RECORD ADDED |  | Vegetation @ 21580.0-21590.0 m, 74.8 m2 HEAVY | T2W - Tree Removal TakeOff (V.1).xlsx row 103
2026-08-24 09:54 | J. Krasnoff-Hnatjuk | PWG-VG-0017 | VEG_PWG017 | RECORD ADDED |  | Vegetation @ 24010.0-24020.0 m, 32.5 m2 LIGHT | T2W - Tree Removal TakeOff (V.1).xlsx row 104
2026-08-24 09:54 | J. Krasnoff-Hnatjuk | PWG-VG-0018 | VEG_PWG018 | RECORD ADDED |  | Vegetation @ 24830.0-24860.0 m, 176 m2 HEAVY | T2W - Tree Removal TakeOff (V.1).xlsx row 105
2026-08-24 09:54 | J. Krasnoff-Hnatjuk | PWG-VG-0019 | VEG_PWG019 | RECORD ADDED |  | Vegetation @ 26070.0-26080.0 m, 64.7 m2 HEAVY | T2W - Tree Removal TakeOff (V.1).xlsx row 106
2026-08-24 09:54 | J. Krasnoff-Hnatjuk | PWG-VG-0020 | VEG_PWG020 | RECORD ADDED |  | Vegetation @ 26290.0-26300.0 m, 23 m2 LIGHT | T2W - Tree Removal TakeOff (V.1).xlsx row 107
2026-08-24 09:54 | J. Krasnoff-Hnatjuk | PWG-VG-0021 | VEG_PWG021 | RECORD ADDED |  | Vegetation @ 26430.0-26440.0 m, 79 m2 HEAVY | T2W - Tree Removal TakeOff (V.1).xlsx row 108
2026-08-24 09:54 | J. Krasnoff-Hnatjuk | (source) |  | Src - Trench Stop & BH reloaded | 452 rows | 489 rows (source rev 2026-08-17) | Src - Trench Stop & BH
2026-08-24 09:54 | J. Krasnoff-Hnatjuk | (derived) |  | Chainage Index | ranges to row 1189, 6 registers | ranges to row 1317, 7 registers (Vegetation added) | Chainage Index
2026-08-24 10:19 | J. Krasnoff-Hnatjuk | (schema) |  | new column |  | Thrust Block Category | Master Register!BK1
2026-08-24 10:19 | J. Krasnoff-Hnatjuk | PHW-TB-001 | PHW-TB-001 | Thrust Block Category |  | Bend | Master Register!BK5
2026-08-24 10:19 | J. Krasnoff-Hnatjuk | PHW-TB-002 | PHW-TB-002 | Thrust Block Category |  | Bend | Master Register!BK97
2026-08-24 10:19 | J. Krasnoff-Hnatjuk | PHW-TB-003 | PHW-TB-003 | Thrust Block Category |  | Bend | Master Register!BK104
2026-08-24 10:19 | J. Krasnoff-Hnatjuk | PHW-TB-004 | PHW-TB-004 | Thrust Block Category |  | Bend | Master Register!BK155
2026-08-24 10:19 | J. Krasnoff-Hnatjuk | PHW-TB-005 | PHW-TB-005 | Thrust Block Category |  | Bend | Master Register!BK161
2026-08-24 10:19 | J. Krasnoff-Hnatjuk | PHW-TB-006 | PHW-TB-006 | Thrust Block Category |  | Bend | Master Register!BK181
2026-08-24 10:19 | J. Krasnoff-Hnatjuk | PHW-TB-007 | PHW-TB-007 | Thrust Block Category |  | Bend | Master Register!BK182
2026-08-24 10:19 | J. Krasnoff-Hnatjuk | PHW-TB-008 | PHW-TB-008 | Thrust Block Category |  | Bend | Master Register!BK189
2026-08-24 10:19 | J. Krasnoff-Hnatjuk | PHW-TB-009 | PHW-TB-009 | Thrust Block Category |  | Bend | Master Register!BK192
2026-08-24 10:19 | J. Krasnoff-Hnatjuk | PHW-TB-010 | PHW-TB-010 | Thrust Block Category |  | Bend | Master Register!BK223
2026-08-24 10:19 | J. Krasnoff-Hnatjuk | PHW-TB-011 | PHW-TB-011 | Thrust Block Category |  | Bend | Master Register!BK226
2026-08-24 10:19 | J. Krasnoff-Hnatjuk | PHW-TB-012 | PHW-TB-012 | Thrust Block Category |  | Bend | Master Register!BK237
2026-08-24 10:19 | J. Krasnoff-Hnatjuk | PHW-TB-013 | PHW-TB-013 | Thrust Block Category |  | Bend | Master Register!BK243
2026-08-24 10:19 | J. Krasnoff-Hnatjuk | PHW-TB-014 | PHW-TB-014 | Thrust Block Category |  | Bend | Master Register!BK244
2026-08-24 10:19 | J. Krasnoff-Hnatjuk | PHW-TB-015 | PHW-TB-015 | Thrust Block Category |  | Bend | Master Register!BK248
2026-08-24 10:19 | J. Krasnoff-Hnatjuk | PHW-TB-016 | PHW-TB-016 | Thrust Block Category |  | Bend | Master Register!BK250
2026-08-24 10:19 | J. Krasnoff-Hnatjuk | PHW-TB-017 | PHW-TB-017 | Thrust Block Category |  | Bend | Master Register!BK282
2026-08-24 10:19 | J. Krasnoff-Hnatjuk | PHW-TB-018 | PHW-TB-018 | Thrust Block Category |  | Bend | Master Register!BK302
2026-08-24 10:19 | J. Krasnoff-Hnatjuk | PHW-TB-019 | PHW-TB-019 | Thrust Block Category |  | Bend | Master Register!BK307
2026-08-24 10:19 | J. Krasnoff-Hnatjuk | PHW-TB-020 | PHW-TB-020 | Thrust Block Category |  | Bend | Master Register!BK313
2026-08-24 10:19 | J. Krasnoff-Hnatjuk | PHW-TB-021 | PHW-TB-021 | Thrust Block Category |  | Bend | Master Register!BK314
2026-08-24 10:19 | J. Krasnoff-Hnatjuk | PHW-TB-022 | PHW-TB-022 | Thrust Block Category |  | Bend | Master Register!BK322
2026-08-24 10:19 | J. Krasnoff-Hnatjuk | PHW-TB-023 | PHW-TB-023 | Thrust Block Category |  | Bend | Master Register!BK324
2026-08-24 10:19 | J. Krasnoff-Hnatjuk | PHW-TB-024 | PHW-TB-024 | Thrust Block Category |  | Bend | Master Register!BK330
2026-08-24 10:19 | J. Krasnoff-Hnatjuk | PHW-TB-025 | PHW-TB-025 | Thrust Block Category |  | Bend | Master Register!BK360
2026-08-24 10:19 | J. Krasnoff-Hnatjuk | PHW-TB-026 | PHW-TB-026 | Thrust Block Category |  | Bend | Master Register!BK364
2026-08-24 10:19 | J. Krasnoff-Hnatjuk | PHW-TB-027 | PHW-TB-027 | Thrust Block Category |  | Bend | Master Register!BK373
2026-08-24 10:19 | J. Krasnoff-Hnatjuk | PHW-TB-028 | PHW-TB-028 | Thrust Block Category |  | Bend | Master Register!BK378
2026-08-24 10:19 | J. Krasnoff-Hnatjuk | PHW-TB-029 | PHW-TB-029 | Thrust Block Category |  | Bend | Master Register!BK381
2026-08-24 10:19 | J. Krasnoff-Hnatjuk | PHW-TB-030 | PHW-TB-030 | Thrust Block Category |  | Bend | Master Register!BK385
2026-08-24 10:19 | J. Krasnoff-Hnatjuk | PHW-TB-031 | PHW-TB-031 | Thrust Block Category |  | Bend | Master Register!BK393
2026-08-24 10:19 | J. Krasnoff-Hnatjuk | PHW-TB-032 | PHW-TB-032 | Thrust Block Category |  | Bend | Master Register!BK398
2026-08-24 10:19 | J. Krasnoff-Hnatjuk | PHW-TB-033 | PHW-TB-033 | Thrust Block Category |  | Bend | Master Register!BK399
2026-08-24 10:19 | J. Krasnoff-Hnatjuk | PHW-TB-034 | PHW-TB-034 | Thrust Block Category |  | Bend | Master Register!BK417
2026-08-24 10:19 | J. Krasnoff-Hnatjuk | PHW-TB-035 | PHW-TB-035 | Thrust Block Category |  | Bend | Master Register!BK434
2026-08-24 10:19 | J. Krasnoff-Hnatjuk | PHW-TB-036 | PHW-TB-036 | Thrust Block Category |  | Bend | Master Register!BK439
2026-08-24 10:19 | J. Krasnoff-Hnatjuk | PHW-TB-037 | PHW-TB-037 | Thrust Block Category |  | Bend | Master Register!BK454
2026-08-24 10:19 | J. Krasnoff-Hnatjuk | PHW-TB-038 | PHW-TB-038 | Thrust Block Category |  | Bend | Master Register!BK465
2026-08-24 10:19 | J. Krasnoff-Hnatjuk | PHW-TB-039 | PHW-TB-039 | Thrust Block Category |  | Bend | Master Register!BK471
2026-08-24 10:19 | J. Krasnoff-Hnatjuk | PHW-TB-040 | PHW-TB-040 | Thrust Block Category |  | Bend | Master Register!BK495
2026-08-24 10:19 | J. Krasnoff-Hnatjuk | PHW-TB-041 | PHW-TB-041 | Thrust Block Category |  | Bend | Master Register!BK500
2026-08-24 10:19 | J. Krasnoff-Hnatjuk | PHW-TB-042 | PHW-TB-042 | Thrust Block Category |  | Bend | Master Register!BK512
2026-08-24 10:19 | J. Krasnoff-Hnatjuk | PHW-TB-043 | PHW-TB-043 | Thrust Block Category |  | Bend | Master Register!BK539
2026-08-24 10:19 | J. Krasnoff-Hnatjuk | PHW-TB-044 | PHW-TB-044 | Thrust Block Category |  | Bend | Master Register!BK549
2026-08-24 10:19 | J. Krasnoff-Hnatjuk | PHW-TB-045 | PHW-TB-045 | Thrust Block Category |  | Bend | Master Register!BK618
2026-08-24 10:19 | J. Krasnoff-Hnatjuk | PHW-TB-046 | PHW-TB-046 | Thrust Block Category |  | Bend | Master Register!BK630
2026-08-24 10:19 | J. Krasnoff-Hnatjuk | PHW-TB-047 | PHW-TB-047 | Thrust Block Category |  | Bend | Master Register!BK647
2026-08-24 10:19 | J. Krasnoff-Hnatjuk | PHW-TB-048 | PHW-TB-048 | Thrust Block Category |  | Bend | Master Register!BK650
2026-08-24 10:19 | J. Krasnoff-Hnatjuk | PHW-TB-049 | PHW-TB-049 | Thrust Block Category |  | Bend | Master Register!BK654
2026-08-24 10:19 | J. Krasnoff-Hnatjuk | PHW-TB-050 | PHW-TB-050 | Thrust Block Category |  | Bend | Master Register!BK655
2026-08-24 10:19 | J. Krasnoff-Hnatjuk | PHW-TB-051 | PHW-TB-051 | Thrust Block Category |  | Bend | Master Register!BK658
2026-08-24 10:19 | J. Krasnoff-Hnatjuk | PHW-TB-052 | PHW-TB-052 | Thrust Block Category |  | Bend | Master Register!BK669
2026-08-24 10:19 | J. Krasnoff-Hnatjuk | PHW-TB-053 | PHW-TB-053 | Thrust Block Category |  | Bend | Master Register!BK685
2026-08-24 10:19 | J. Krasnoff-Hnatjuk | PHW-TB-054 | PHW-TB-054 | Thrust Block Category |  | Bend | Master Register!BK686
2026-08-24 10:19 | J. Krasnoff-Hnatjuk | PHW-TB-055 | PHW-TB-055 | Thrust Block Category |  | Bend | Master Register!BK704
2026-08-24 10:19 | J. Krasnoff-Hnatjuk | PHW-TB-056 | PHW-TB-056 | Thrust Block Category |  | Bend | Master Register!BK705
2026-08-24 10:19 | J. Krasnoff-Hnatjuk | PHW-TB-057 | PHW-TB-057 | Thrust Block Category |  | Bend | Master Register!BK707
2026-08-24 10:19 | J. Krasnoff-Hnatjuk | PHW-TB-058 | PHW-TB-058 | Thrust Block Category |  | Bend | Master Register!BK713
2026-08-24 10:19 | J. Krasnoff-Hnatjuk | PHW-TB-059 | PHW-TB-059 | Thrust Block Category |  | Bend | Master Register!BK714
2026-08-24 10:19 | J. Krasnoff-Hnatjuk | PHW-TB-060 | PHW-TB-060 | Thrust Block Category |  | Bend | Master Register!BK716
2026-08-24 10:19 | J. Krasnoff-Hnatjuk | PHW-TB-061 | PHW-TB-061 | Thrust Block Category |  | Bend | Master Register!BK721
2026-08-24 10:19 | J. Krasnoff-Hnatjuk | PHW-TB-062 | PHW-TB-062 | Thrust Block Category |  | Bend | Master Register!BK722
2026-08-24 10:19 | J. Krasnoff-Hnatjuk | PHW-TB-063 | PHW-TB-063 | Thrust Block Category |  | Bend | Master Register!BK739
2026-08-24 10:19 | J. Krasnoff-Hnatjuk | PHW-TB-064 | PHW-TB-064 | Thrust Block Category |  | Bend | Master Register!BK750
2026-08-24 10:19 | J. Krasnoff-Hnatjuk | PHW-TB-065 | PHW-TB-065 | Thrust Block Category |  | Bend | Master Register!BK752
2026-08-24 10:19 | J. Krasnoff-Hnatjuk | PHW-TB-066 | PHW-TB-066 | Thrust Block Category |  | Bend | Master Register!BK761
2026-08-24 10:19 | J. Krasnoff-Hnatjuk | PHW-TB-067 | PHW-TB-067 | Thrust Block Category |  | Bend | Master Register!BK783
2026-08-24 10:19 | J. Krasnoff-Hnatjuk | PHW-TB-068 | PHW-TB-068 | Thrust Block Category |  | Bend | Master Register!BK785
2026-08-24 10:19 | J. Krasnoff-Hnatjuk | PHW-TB-069 | PHW-TB-069 | Thrust Block Category |  | Bend | Master Register!BK806
2026-08-24 10:19 | J. Krasnoff-Hnatjuk | PHW-TB-070 | PHW-TB-070 | Thrust Block Category |  | Bend | Master Register!BK809
2026-08-24 10:19 | J. Krasnoff-Hnatjuk | PHW-TB-071 | PHW-TB-071 | Thrust Block Category |  | Bend | Master Register!BK812
2026-08-24 10:19 | J. Krasnoff-Hnatjuk | PHW-TB-072 | PHW-TB-072 | Thrust Block Category |  | Bend | Master Register!BK843
2026-08-24 10:19 | J. Krasnoff-Hnatjuk | PHW-TB-073 | PHW-TB-073 | Thrust Block Category |  | Bend | Master Register!BK848
2026-08-24 10:19 | J. Krasnoff-Hnatjuk | PHW-TB-074 | PHW-TB-074 | Thrust Block Category |  | Bend | Master Register!BK849
2026-08-24 10:19 | J. Krasnoff-Hnatjuk | PHW-TB-075 | PHW-TB-075 | Thrust Block Category |  | Bend | Master Register!BK857
2026-08-24 10:19 | J. Krasnoff-Hnatjuk | PHW-TB-076 | PHW-TB-076 | Thrust Block Category |  | Bend | Master Register!BK858
2026-08-24 10:19 | J. Krasnoff-Hnatjuk | PWG-TB-001 | PWG-TB-001 | Thrust Block Category |  | Bend | Master Register!BK892
2026-08-24 10:19 | J. Krasnoff-Hnatjuk | PWG-TB-002 | PWG-TB-002 | Thrust Block Category |  | Bend | Master Register!BK899
2026-08-24 10:19 | J. Krasnoff-Hnatjuk | PWG-TB-003 | PWG-TB-003 | Thrust Block Category |  | Bend | Master Register!BK902
2026-08-24 10:19 | J. Krasnoff-Hnatjuk | PWG-TB-004 | PWG-TB-004 | Thrust Block Category |  | Bend | Master Register!BK904
2026-08-24 10:19 | J. Krasnoff-Hnatjuk | PWG-TB-005 | PWG-TB-005 | Thrust Block Category |  | Bend | Master Register!BK905
2026-08-24 10:19 | J. Krasnoff-Hnatjuk | PWG-TB-006 | PWG-TB-006 | Thrust Block Category |  | Bend | Master Register!BK907
2026-08-24 10:19 | J. Krasnoff-Hnatjuk | PWG-TB-007 | PWG-TB-007 | Thrust Block Category |  | Bend | Master Register!BK911
2026-08-24 10:19 | J. Krasnoff-Hnatjuk | PWG-TB-008 | PWG-TB-008 | Thrust Block Category |  | Bend | Master Register!BK914
2026-08-24 10:19 | J. Krasnoff-Hnatjuk | PWG-TB-009 | PWG-TB-009 | Thrust Block Category |  | Bend | Master Register!BK923
2026-08-24 10:19 | J. Krasnoff-Hnatjuk | PWG-TB-010 | PWG-TB-010 | Thrust Block Category |  | Bend | Master Register!BK933
2026-08-24 10:19 | J. Krasnoff-Hnatjuk | PWG-TB-011 | PWG-TB-011 | Thrust Block Category |  | Bend | Master Register!BK937
2026-08-24 10:19 | J. Krasnoff-Hnatjuk | PWG-TB-012 | PWG-TB-012 | Thrust Block Category |  | Bend | Master Register!BK939
2026-08-24 10:19 | J. Krasnoff-Hnatjuk | PWG-TB-013 | PWG-TB-013 | Thrust Block Category |  | Bend | Master Register!BK940
2026-08-24 10:19 | J. Krasnoff-Hnatjuk | PWG-TB-014 | PWG-TB-014 | Thrust Block Category |  | Bend | Master Register!BK954
2026-08-24 10:19 | J. Krasnoff-Hnatjuk | PWG-TB-015 | PWG-TB-015 | Thrust Block Category |  | Bend | Master Register!BK972
2026-08-24 10:19 | J. Krasnoff-Hnatjuk | PWG-TB-016 | PWG-TB-016 | Thrust Block Category |  | Bend | Master Register!BK975
2026-08-24 10:19 | J. Krasnoff-Hnatjuk | PWG-TB-017 | PWG-TB-017 | Thrust Block Category |  | Bend | Master Register!BK1010
2026-08-24 10:19 | J. Krasnoff-Hnatjuk | PWG-TB-018 | PWG-TB-018 | Thrust Block Category |  | Bend | Master Register!BK1020
2026-08-24 10:19 | J. Krasnoff-Hnatjuk | PWG-TB-019 | PWG-TB-019 | Thrust Block Category |  | Bend | Master Register!BK1025
2026-08-24 10:19 | J. Krasnoff-Hnatjuk | PWG-TB-020 | PWG-TB-020 | Thrust Block Category |  | Bend | Master Register!BK1030
2026-08-24 10:19 | J. Krasnoff-Hnatjuk | PWG-TB-021 | PWG-TB-021 | Thrust Block Category |  | Bend | Master Register!BK1038
2026-08-24 10:19 | J. Krasnoff-Hnatjuk | PWG-TB-022 | PWG-TB-022 | Thrust Block Category |  | Bend | Master Register!BK1042
2026-08-24 10:19 | J. Krasnoff-Hnatjuk | PWG-TB-023 | PWG-TB-023 | Thrust Block Category |  | Bend | Master Register!BK1045
2026-08-24 10:19 | J. Krasnoff-Hnatjuk | PWG-TB-024 | PWG-TB-024 | Thrust Block Category |  | Bend | Master Register!BK1046
2026-08-24 10:19 | J. Krasnoff-Hnatjuk | PWG-TB-025 | PWG-TB-025 | Thrust Block Category |  | Bend | Master Register!BK1051
2026-08-24 10:19 | J. Krasnoff-Hnatjuk | PPH-TB-001 | PPH-TB-001 | Thrust Block Category |  | Bend | Master Register!BK1298
2026-08-24 10:19 | J. Krasnoff-Hnatjuk | PPH-TB-002 | PPH-TB-002 | Thrust Block Category |  | Bend | Master Register!BK1299
2026-08-24 10:19 | J. Krasnoff-Hnatjuk | PPH-TB-003 | PPH-TB-003 | Thrust Block Category |  | Bend | Master Register!BK1300
2026-08-24 10:19 | J. Krasnoff-Hnatjuk | PPH-TB-004 | PPH-TB-004 | Thrust Block Category |  | Bend | Master Register!BK1301
2026-08-24 10:19 | J. Krasnoff-Hnatjuk | PPH-TB-005 | PPH-TB-005 | Thrust Block Category |  | Bend | Master Register!BK1302
2026-08-24 10:19 | J. Krasnoff-Hnatjuk | PPH-TB-006 | PPH-TB-006 | Thrust Block Category |  | Bend | Master Register!BK1303
2026-08-24 10:19 | J. Krasnoff-Hnatjuk | PPH-TB-007 | PPH-TB-007 | Thrust Block Category |  | Bend | Master Register!BK1304
2026-08-24 10:19 | J. Krasnoff-Hnatjuk | RHF-TB-001 | RHF-TB-001 | Thrust Block Category |  | Facility (RHF) - not in pipeline index | Master Register!BK1305
2026-08-24 10:19 | J. Krasnoff-Hnatjuk | RHF-TB-002 | RHF-TB-002 | Thrust Block Category |  | Facility (RHF) - not in pipeline index | Master Register!BK1306
2026-08-24 10:19 | J. Krasnoff-Hnatjuk | RHF-TB-003 | RHF-TB-003 | Thrust Block Category |  | Facility (RHF) - not in pipeline index | Master Register!BK1307
2026-08-24 10:19 | J. Krasnoff-Hnatjuk | RHF-TB-004 | RHF-TB-004 | Thrust Block Category |  | Facility (RHF) - not in pipeline index | Master Register!BK1308
2026-08-24 10:19 | J. Krasnoff-Hnatjuk | RHF-TB-005 | RHF-TB-005 | Thrust Block Category |  | Facility (RHF) - not in pipeline index | Master Register!BK1309
2026-08-24 10:19 | J. Krasnoff-Hnatjuk | RHF-TB-006 | RHF-TB-006 | Thrust Block Category |  | Facility (RHF) - not in pipeline index | Master Register!BK1310
2026-08-24 10:19 | J. Krasnoff-Hnatjuk | RHF-TB-007 | RHF-TB-007 | Thrust Block Category |  | Facility (RHF) - not in pipeline index | Master Register!BK1311
2026-08-24 10:19 | J. Krasnoff-Hnatjuk | RHF-TB-008 | RHF-TB-008 | Thrust Block Category |  | Facility (RHF) - not in pipeline index | Master Register!BK1312
2026-08-24 10:19 | J. Krasnoff-Hnatjuk | RHF-TB-009 | RHF-TB-009 | Thrust Block Category |  | Facility (RHF) - not in pipeline index | Master Register!BK1313
2026-08-24 10:19 | J. Krasnoff-Hnatjuk | RHF-TB-010 | RHF-TB-010 | Thrust Block Category |  | Facility (RHF) - not in pipeline index | Master Register!BK1314
2026-08-24 10:19 | J. Krasnoff-Hnatjuk | RHF-TB-011 | RHF-TB-011 | Thrust Block Category |  | Facility (RHF) - not in pipeline index | Master Register!BK1315
2026-08-24 10:19 | J. Krasnoff-Hnatjuk | RHF-TB-012 | RHF-TB-012 | Thrust Block Category |  | Facility (RHF) - not in pipeline index | Master Register!BK1316
2026-08-24 10:19 | J. Krasnoff-Hnatjuk | RHF-TB-013 | RHF-TB-013 | Thrust Block Category |  | Facility (RHF) - not in pipeline index | Master Register!BK1317
2026-08-24 10:19 | J. Krasnoff-Hnatjuk | PWG-TB-026 | PWG-TB-026 | RECORD ADDED |  | Thrust Block @ 7587.138 m, Type 6, Bend | Thrust Block Register - T2W_PIPELINE 24-8.xlsm row 127
2026-08-24 10:19 | J. Krasnoff-Hnatjuk | PWG-TB-027 | PWG-TB-027 | RECORD ADDED |  | Thrust Block @ 7618.704 m, Type 7, Bend | Thrust Block Register - T2W_PIPELINE 24-8.xlsm row 128
2026-08-24 10:19 | J. Krasnoff-Hnatjuk | PWG-TB-028 | PWG-TB-028 | RECORD ADDED |  | Thrust Block @ 7619.979 m, Type 11, Bend | Thrust Block Register - T2W_PIPELINE 24-8.xlsm row 129
2026-08-24 10:19 | J. Krasnoff-Hnatjuk | PWG-TB-029 | PWG-TB-029 | RECORD ADDED |  | Thrust Block @ 7646.073 m, Type 11, Bend | Thrust Block Register - T2W_PIPELINE 24-8.xlsm row 130
2026-08-24 10:19 | J. Krasnoff-Hnatjuk | PWG-TB-030 | PWG-TB-030 | RECORD ADDED |  | Thrust Block @ 7862.684 m, Type 7, Bend | Thrust Block Register - T2W_PIPELINE 24-8.xlsm row 131
2026-08-24 10:19 | J. Krasnoff-Hnatjuk | PWG-TB-031 | PWG-TB-031 | RECORD ADDED |  | Thrust Block @ 7910.66 m, Type 7, Bend | Thrust Block Register - T2W_PIPELINE 24-8.xlsm row 132
2026-08-24 10:19 | J. Krasnoff-Hnatjuk | PWG-TB-032 | PWG-TB-032 | RECORD ADDED |  | Thrust Block @ 7957.939 m, Type 7, Bend | Thrust Block Register - T2W_PIPELINE 24-8.xlsm row 133
2026-08-24 10:19 | J. Krasnoff-Hnatjuk | PWG-TB-033 | PWG-TB-033 | RECORD ADDED |  | Thrust Block @ 7973.15 m, Type 7, Bend | Thrust Block Register - T2W_PIPELINE 24-8.xlsm row 134
2026-08-24 10:19 | J. Krasnoff-Hnatjuk | PWG-TB-034 | PWG-TB-034 | RECORD ADDED |  | Thrust Block @ 8109.465 m, Type 7, Bend | Thrust Block Register - T2W_PIPELINE 24-8.xlsm row 135
2026-08-24 10:19 | J. Krasnoff-Hnatjuk | PWG-TB-035 | PWG-TB-035 | RECORD ADDED |  | Thrust Block @ 8202.694 m, Type 7, Bend | Thrust Block Register - T2W_PIPELINE 24-8.xlsm row 136
2026-08-24 10:19 | J. Krasnoff-Hnatjuk | PWG-TB-036 | PWG-TB-036 | RECORD ADDED |  | Thrust Block @ 8245.381 m, Type 7, Bend | Thrust Block Register - T2W_PIPELINE 24-8.xlsm row 137
2026-08-24 10:19 | J. Krasnoff-Hnatjuk | PWG-TB-037 | PWG-TB-037 | RECORD ADDED |  | Thrust Block @ 8288.124 m, Type 6, Bend | Thrust Block Register - T2W_PIPELINE 24-8.xlsm row 138
2026-08-24 10:19 | J. Krasnoff-Hnatjuk | PWG-TB-038 | PWG-TB-038 | RECORD ADDED |  | Thrust Block @ 8465.757 m, Type 9, Bend | Thrust Block Register - T2W_PIPELINE 24-8.xlsm row 139
2026-08-24 10:19 | J. Krasnoff-Hnatjuk | PWG-TB-039 | PWG-TB-039 | RECORD ADDED |  | Thrust Block @ 8481.865 m, Type 4, Bend | Thrust Block Register - T2W_PIPELINE 24-8.xlsm row 140
2026-08-24 10:19 | J. Krasnoff-Hnatjuk | PWG-TB-040 | PWG-TB-040 | RECORD ADDED |  | Thrust Block @ 8485.834 m, Type 6, Bend | Thrust Block Register - T2W_PIPELINE 24-8.xlsm row 141
2026-08-24 10:19 | J. Krasnoff-Hnatjuk | PWG-TB-041 | PWG-TB-041 | RECORD ADDED |  | Thrust Block @ 8545.354 m, Type 6, Bend | Thrust Block Register - T2W_PIPELINE 24-8.xlsm row 142
2026-08-24 10:19 | J. Krasnoff-Hnatjuk | PWG-TB-042 | PWG-TB-042 | RECORD ADDED |  | Thrust Block @ 8547.89 m, Type 6, Bend | Thrust Block Register - T2W_PIPELINE 24-8.xlsm row 143
2026-08-24 10:19 | J. Krasnoff-Hnatjuk | PWG-TB-043 | PWG-TB-043 | RECORD ADDED |  | Thrust Block @ 9455.661 m, Type 7, Bend | Thrust Block Register - T2W_PIPELINE 24-8.xlsm row 144
2026-08-24 10:19 | J. Krasnoff-Hnatjuk | PWG-TB-044 | PWG-TB-044 | RECORD ADDED |  | Thrust Block @ 10741.055 m, Type 7, Bend | Thrust Block Register - T2W_PIPELINE 24-8.xlsm row 145
2026-08-24 10:19 | J. Krasnoff-Hnatjuk | PWG-TB-045 | PWG-TB-045 | RECORD ADDED |  | Thrust Block @ 10780.713 m, Type 7, Bend | Thrust Block Register - T2W_PIPELINE 24-8.xlsm row 146
2026-08-24 10:19 | J. Krasnoff-Hnatjuk | PWG-TB-046 | PWG-TB-046 | RECORD ADDED |  | Thrust Block @ 11468.159 m, Type 7, Bend | Thrust Block Register - T2W_PIPELINE 24-8.xlsm row 147
2026-08-24 10:19 | J. Krasnoff-Hnatjuk | PWG-TB-047 | PWG-TB-047 | RECORD ADDED |  | Thrust Block @ 11759.158 m, Type 7, Bend | Thrust Block Register - T2W_PIPELINE 24-8.xlsm row 148
2026-08-24 10:19 | J. Krasnoff-Hnatjuk | PWG-TB-048 | PWG-TB-048 | RECORD ADDED |  | Thrust Block @ 11768.094 m, Type 7, Bend | Thrust Block Register - T2W_PIPELINE 24-8.xlsm row 149
2026-08-24 10:19 | J. Krasnoff-Hnatjuk | PWG-TB-049 | PWG-TB-049 | RECORD ADDED |  | Thrust Block @ 11773.094 m, Type 7, Bend | Thrust Block Register - T2W_PIPELINE 24-8.xlsm row 150
2026-08-24 10:19 | J. Krasnoff-Hnatjuk | PWG-TB-050 | PWG-TB-050 | RECORD ADDED |  | Thrust Block @ 11782.037 m, Type 7, Bend | Thrust Block Register - T2W_PIPELINE 24-8.xlsm row 151
2026-08-24 10:19 | J. Krasnoff-Hnatjuk | PWG-TB-051 | PWG-TB-051 | RECORD ADDED |  | Thrust Block @ 12099.939 m, Type 7, Bend | Thrust Block Register - T2W_PIPELINE 24-8.xlsm row 152
2026-08-24 10:19 | J. Krasnoff-Hnatjuk | PWG-TB-052 | PWG-TB-052 | RECORD ADDED |  | Thrust Block @ 12694.713 m, Type 5, Bend | Thrust Block Register - T2W_PIPELINE 24-8.xlsm row 153
2026-08-24 10:19 | J. Krasnoff-Hnatjuk | PWG-TB-053 | PWG-TB-053 | RECORD ADDED |  | Thrust Block @ 12747.863 m, Type 5, Bend | Thrust Block Register - T2W_PIPELINE 24-8.xlsm row 154
2026-08-24 10:19 | J. Krasnoff-Hnatjuk | PWG-TB-054 | PWG-TB-054 | RECORD ADDED |  | Thrust Block @ 12782.914 m, Type 7, Bend | Thrust Block Register - T2W_PIPELINE 24-8.xlsm row 155
2026-08-24 10:19 | J. Krasnoff-Hnatjuk | PWG-TB-055 | PWG-TB-055 | RECORD ADDED |  | Thrust Block @ 13394.686 m, Type 9, Bend | Thrust Block Register - T2W_PIPELINE 24-8.xlsm row 156
2026-08-24 10:19 | J. Krasnoff-Hnatjuk | PWG-TB-056 | PWG-TB-056 | RECORD ADDED |  | Thrust Block @ 13416.368 m, Type 7, Bend | Thrust Block Register - T2W_PIPELINE 24-8.xlsm row 157
2026-08-24 10:19 | J. Krasnoff-Hnatjuk | PWG-TB-057 | PWG-TB-057 | RECORD ADDED |  | Thrust Block @ 14076.214 m, Type 11, Bend | Thrust Block Register - T2W_PIPELINE 24-8.xlsm row 158
2026-08-24 10:19 | J. Krasnoff-Hnatjuk | PWG-TB-058 | PWG-TB-058 | RECORD ADDED |  | Thrust Block @ 14139.442 m, Type 10, Bend | Thrust Block Register - T2W_PIPELINE 24-8.xlsm row 159
2026-08-24 10:19 | J. Krasnoff-Hnatjuk | PWG-TB-059 | PWG-TB-059 | RECORD ADDED |  | Thrust Block @ 14178.758 m, Type 10, Bend | Thrust Block Register - T2W_PIPELINE 24-8.xlsm row 160
2026-08-24 10:19 | J. Krasnoff-Hnatjuk | PWG-TB-060 | PWG-TB-060 | RECORD ADDED |  | Thrust Block @ 14883.12 m, Type 7, Bend | Thrust Block Register - T2W_PIPELINE 24-8.xlsm row 161
2026-08-24 10:19 | J. Krasnoff-Hnatjuk | PWG-TB-061 | PWG-TB-061 | RECORD ADDED |  | Thrust Block @ 16429.262 m, Type 7, Bend | Thrust Block Register - T2W_PIPELINE 24-8.xlsm row 162
2026-08-24 10:19 | J. Krasnoff-Hnatjuk | PWG-TB-062 | PWG-TB-062 | RECORD ADDED |  | Thrust Block @ 16975.581 m, Type 7, Bend | Thrust Block Register - T2W_PIPELINE 24-8.xlsm row 163
2026-08-24 10:19 | J. Krasnoff-Hnatjuk | PWG-TB-063 | PWG-TB-063 | RECORD ADDED |  | Thrust Block @ 16982.79 m, Type 7, Bend | Thrust Block Register - T2W_PIPELINE 24-8.xlsm row 164
2026-08-24 10:19 | J. Krasnoff-Hnatjuk | PWG-TB-064 | PWG-TB-064 | RECORD ADDED |  | Thrust Block @ 17433.278 m, Type 6, Bend | Thrust Block Register - T2W_PIPELINE 24-8.xlsm row 165
2026-08-24 10:19 | J. Krasnoff-Hnatjuk | PWG-TB-065 | PWG-TB-065 | RECORD ADDED |  | Thrust Block @ 17830.527 m, Type 7, Bend | Thrust Block Register - T2W_PIPELINE 24-8.xlsm row 166
2026-08-24 10:19 | J. Krasnoff-Hnatjuk | PWG-TB-066 | PWG-TB-066 | RECORD ADDED |  | Thrust Block @ 18027.533 m, Type 7, Bend | Thrust Block Register - T2W_PIPELINE 24-8.xlsm row 167
2026-08-24 10:19 | J. Krasnoff-Hnatjuk | PWG-TB-067 | PWG-TB-067 | RECORD ADDED |  | Thrust Block @ 18096.401 m, Type 7, Bend | Thrust Block Register - T2W_PIPELINE 24-8.xlsm row 168
2026-08-24 10:19 | J. Krasnoff-Hnatjuk | PWG-TB-068 | PWG-TB-068 | RECORD ADDED |  | Thrust Block @ 18147.994 m, Type 5, Bend | Thrust Block Register - T2W_PIPELINE 24-8.xlsm row 169
2026-08-24 10:19 | J. Krasnoff-Hnatjuk | PWG-TB-069 | PWG-TB-069 | RECORD ADDED |  | Thrust Block @ 18150.734 m, Type 5, Bend | Thrust Block Register - T2W_PIPELINE 24-8.xlsm row 170
2026-08-24 10:19 | J. Krasnoff-Hnatjuk | PWG-TB-070 | PWG-TB-070 | RECORD ADDED |  | Thrust Block @ 18181.794 m, Type 6, Bend | Thrust Block Register - T2W_PIPELINE 24-8.xlsm row 171
2026-08-24 10:19 | J. Krasnoff-Hnatjuk | PWG-TB-071 | PWG-TB-071 | RECORD ADDED |  | Thrust Block @ 18190.097 m, Type 6, Bend | Thrust Block Register - T2W_PIPELINE 24-8.xlsm row 172
2026-08-24 10:19 | J. Krasnoff-Hnatjuk | PWG-TB-072 | PWG-TB-072 | RECORD ADDED |  | Thrust Block @ 18785.871 m, Type 9, Bend | Thrust Block Register - T2W_PIPELINE 24-8.xlsm row 173
2026-08-24 10:19 | J. Krasnoff-Hnatjuk | PWG-TB-073 | PWG-TB-073 | RECORD ADDED |  | Thrust Block @ 20066.024 m, Type 7, Bend | Thrust Block Register - T2W_PIPELINE 24-8.xlsm row 174
2026-08-24 10:19 | J. Krasnoff-Hnatjuk | PWG-TB-074 | PWG-TB-074 | RECORD ADDED |  | Thrust Block @ 20282.529 m, Type 7, Bend | Thrust Block Register - T2W_PIPELINE 24-8.xlsm row 175
2026-08-24 10:19 | J. Krasnoff-Hnatjuk | PWG-TB-075 | PWG-TB-075 | RECORD ADDED |  | Thrust Block @ 20818.272 m, Type 6, Bend | Thrust Block Register - T2W_PIPELINE 24-8.xlsm row 176
2026-08-24 10:19 | J. Krasnoff-Hnatjuk | PWG-TB-076 | PWG-TB-076 | RECORD ADDED |  | Thrust Block @ 20947.014 m, Type 7, Bend | Thrust Block Register - T2W_PIPELINE 24-8.xlsm row 177
2026-08-24 10:19 | J. Krasnoff-Hnatjuk | PWG-TB-077 | PWG-TB-077 | RECORD ADDED |  | Thrust Block @ 21445.551 m, Type 7, Bend | Thrust Block Register - T2W_PIPELINE 24-8.xlsm row 178
2026-08-24 10:19 | J. Krasnoff-Hnatjuk | PWG-TB-078 | PWG-TB-078 | RECORD ADDED |  | Thrust Block @ 21581.657 m, Type 7, Bend | Thrust Block Register - T2W_PIPELINE 24-8.xlsm row 179
2026-08-24 10:19 | J. Krasnoff-Hnatjuk | PWG-TB-079 | PWG-TB-079 | RECORD ADDED |  | Thrust Block @ 21602.601 m, Type 7, Bend | Thrust Block Register - T2W_PIPELINE 24-8.xlsm row 180
2026-08-24 10:19 | J. Krasnoff-Hnatjuk | PWG-TB-080 | PWG-TB-080 | RECORD ADDED |  | Thrust Block @ 21631.157 m, Type 7, Bend | Thrust Block Register - T2W_PIPELINE 24-8.xlsm row 181
2026-08-24 10:19 | J. Krasnoff-Hnatjuk | PWG-TB-081 | PWG-TB-081 | RECORD ADDED |  | Thrust Block @ 22176.234 m, Type 7, Bend | Thrust Block Register - T2W_PIPELINE 24-8.xlsm row 182
2026-08-24 10:19 | J. Krasnoff-Hnatjuk | PWG-TB-082 | PWG-TB-082 | RECORD ADDED |  | Thrust Block @ 22504.051 m, Type 7, Bend | Thrust Block Register - T2W_PIPELINE 24-8.xlsm row 183
2026-08-24 10:19 | J. Krasnoff-Hnatjuk | PWG-TB-083 | PWG-TB-083 | RECORD ADDED |  | Thrust Block @ 22650.05 m, Type 7, Bend | Thrust Block Register - T2W_PIPELINE 24-8.xlsm row 184
2026-08-24 10:19 | J. Krasnoff-Hnatjuk | PWG-TB-084 | PWG-TB-084 | RECORD ADDED |  | Thrust Block @ 23112.75 m, Type 7, Bend | Thrust Block Register - T2W_PIPELINE 24-8.xlsm row 185
2026-08-24 10:19 | J. Krasnoff-Hnatjuk | PWG-TB-085 | PWG-TB-085 | RECORD ADDED |  | Thrust Block @ 23373.352 m, Type 7, Bend | Thrust Block Register - T2W_PIPELINE 24-8.xlsm row 186
2026-08-24 10:19 | J. Krasnoff-Hnatjuk | PWG-TB-086 | PWG-TB-086 | RECORD ADDED |  | Thrust Block @ 23414.166 m, Type 7, Bend | Thrust Block Register - T2W_PIPELINE 24-8.xlsm row 187
2026-08-24 10:19 | J. Krasnoff-Hnatjuk | PWG-TB-087 | PWG-TB-087 | RECORD ADDED |  | Thrust Block @ 23666.289 m, Type 7, Bend | Thrust Block Register - T2W_PIPELINE 24-8.xlsm row 188
2026-08-24 10:19 | J. Krasnoff-Hnatjuk | PWG-TB-088 | PWG-TB-088 | RECORD ADDED |  | Thrust Block @ 23999.457 m, Type 7, Bend | Thrust Block Register - T2W_PIPELINE 24-8.xlsm row 189
2026-08-24 10:19 | J. Krasnoff-Hnatjuk | PWG-TB-089 | PWG-TB-089 | RECORD ADDED |  | Thrust Block @ 24426.9 m, Type 5, Bend | Thrust Block Register - T2W_PIPELINE 24-8.xlsm row 190
2026-08-24 10:19 | J. Krasnoff-Hnatjuk | PWG-TB-090 | PWG-TB-090 | RECORD ADDED |  | Thrust Block @ 24713.951 m, Type 5, Bend | Thrust Block Register - T2W_PIPELINE 24-8.xlsm row 191
2026-08-24 10:19 | J. Krasnoff-Hnatjuk | PWG-TB-091 | PWG-TB-091 | RECORD ADDED |  | Thrust Block @ 24909.165 m, Type 7, Bend | Thrust Block Register - T2W_PIPELINE 24-8.xlsm row 192
2026-08-24 10:19 | J. Krasnoff-Hnatjuk | PWG-TB-092 | PWG-TB-092 | RECORD ADDED |  | Thrust Block @ 25129.481 m, Type 5, Bend | Thrust Block Register - T2W_PIPELINE 24-8.xlsm row 193
2026-08-24 10:19 | J. Krasnoff-Hnatjuk | PWG-TB-093 | PWG-TB-093 | RECORD ADDED |  | Thrust Block @ 25162.559 m, Type 4, Bend | Thrust Block Register - T2W_PIPELINE 24-8.xlsm row 194
2026-08-24 10:19 | J. Krasnoff-Hnatjuk | PWG-TB-094 | PWG-TB-094 | RECORD ADDED |  | Thrust Block @ 25169.588 m, Type 5, Bend | Thrust Block Register - T2W_PIPELINE 24-8.xlsm row 195
2026-08-24 10:19 | J. Krasnoff-Hnatjuk | PWG-TB-095 | PWG-TB-095 | RECORD ADDED |  | Thrust Block @ 25391.145 m, Type 7, Bend | Thrust Block Register - T2W_PIPELINE 24-8.xlsm row 196
2026-08-24 10:19 | J. Krasnoff-Hnatjuk | PWG-TB-096 | PWG-TB-096 | RECORD ADDED |  | Thrust Block @ 25800.795 m, Type 5, Bend | Thrust Block Register - T2W_PIPELINE 24-8.xlsm row 197
2026-08-24 10:19 | J. Krasnoff-Hnatjuk | PWG-TB-097 | PWG-TB-097 | RECORD ADDED |  | Thrust Block @ 25804.926 m, Type 5, Bend | Thrust Block Register - T2W_PIPELINE 24-8.xlsm row 198
2026-08-24 10:19 | J. Krasnoff-Hnatjuk | PWG-TB-098 | PWG-TB-098 | RECORD ADDED |  | Thrust Block @ 25817.226 m, Type 7, Bend | Thrust Block Register - T2W_PIPELINE 24-8.xlsm row 199
2026-08-24 10:19 | J. Krasnoff-Hnatjuk | PWG-TB-099 | PWG-TB-099 | RECORD ADDED |  | Thrust Block @ 26038.676 m, Type 7, Bend | Thrust Block Register - T2W_PIPELINE 24-8.xlsm row 200
2026-08-24 10:19 | J. Krasnoff-Hnatjuk | PWG-TB-100 | PWG-TB-100 | RECORD ADDED |  | Thrust Block @ 26195.427 m, Type 7, Bend | Thrust Block Register - T2W_PIPELINE 24-8.xlsm row 201
2026-08-24 10:19 | J. Krasnoff-Hnatjuk | PWG-TB-101 | PWG-TB-101 | RECORD ADDED |  | Thrust Block @ 26560.798 m, Type 7, Bend | Thrust Block Register - T2W_PIPELINE 24-8.xlsm row 202
2026-08-24 10:19 | J. Krasnoff-Hnatjuk | PWG-TB-102 | PWG-TB-102 | RECORD ADDED |  | Thrust Block @ 26662.937 m, Type 7, Bend | Thrust Block Register - T2W_PIPELINE 24-8.xlsm row 203
2026-08-24 10:19 | J. Krasnoff-Hnatjuk | PWG-TB-103 | PWG-TB-103 | RECORD ADDED |  | Thrust Block @ 230.031 m, Type 7, Tee | Thrust Block Register - T2W_PIPELINE 24-8.xlsm row 204
2026-08-24 10:19 | J. Krasnoff-Hnatjuk | PWG-TB-104 | PWG-TB-104 | RECORD ADDED |  | Thrust Block @ 702.553 m, Type 7, Tee | Thrust Block Register - T2W_PIPELINE 24-8.xlsm row 205
2026-08-24 10:19 | J. Krasnoff-Hnatjuk | PWG-TB-105 | PWG-TB-105 | RECORD ADDED |  | Thrust Block @ 7092.671 m, Type 7, Tee | Thrust Block Register - T2W_PIPELINE 24-8.xlsm row 206
2026-08-24 10:19 | J. Krasnoff-Hnatjuk | PWG-TB-106 | PWG-TB-106 | RECORD ADDED |  | Thrust Block @ 8908.151 m, Type 7, Tee | Thrust Block Register - T2W_PIPELINE 24-8.xlsm row 207
2026-08-24 10:19 | J. Krasnoff-Hnatjuk | PWG-TB-107 | PWG-TB-107 | RECORD ADDED |  | Thrust Block @ 9473.063 m, Type 7, Tee | Thrust Block Register - T2W_PIPELINE 24-8.xlsm row 208
2026-08-24 10:19 | J. Krasnoff-Hnatjuk | PWG-TB-108 | PWG-TB-108 | RECORD ADDED |  | Thrust Block @ 10553.492 m, Type 7, Tee | Thrust Block Register - T2W_PIPELINE 24-8.xlsm row 209
2026-08-24 10:19 | J. Krasnoff-Hnatjuk | PWG-TB-109 | PWG-TB-109 | RECORD ADDED |  | Thrust Block @ 12687.754 m, Type 7, Tee | Thrust Block Register - T2W_PIPELINE 24-8.xlsm row 210
2026-08-24 10:19 | J. Krasnoff-Hnatjuk | PWG-TB-110 | PWG-TB-110 | RECORD ADDED |  | Thrust Block @ 13188.911 m, Type 7, Tee | Thrust Block Register - T2W_PIPELINE 24-8.xlsm row 211
2026-08-24 10:19 | J. Krasnoff-Hnatjuk | PWG-TB-111 | PWG-TB-111 | RECORD ADDED |  | Thrust Block @ 14143.438 m, Type 6, Tee | Thrust Block Register - T2W_PIPELINE 24-8.xlsm row 212
2026-08-24 10:19 | J. Krasnoff-Hnatjuk | PWG-TB-112 | PWG-TB-112 | RECORD ADDED |  | Thrust Block @ 14224.068 m, Type 6, Tee | Thrust Block Register - T2W_PIPELINE 24-8.xlsm row 213
2026-08-24 10:19 | J. Krasnoff-Hnatjuk | PWG-TB-113 | PWG-TB-113 | RECORD ADDED |  | Thrust Block @ 15788.534 m, Type 7, Tee | Thrust Block Register - T2W_PIPELINE 24-8.xlsm row 214
2026-08-24 10:19 | J. Krasnoff-Hnatjuk | PWG-TB-114 | PWG-TB-114 | RECORD ADDED |  | Thrust Block @ 18149.44 m, Type 7, Tee | Thrust Block Register - T2W_PIPELINE 24-8.xlsm row 215
2026-08-24 10:19 | J. Krasnoff-Hnatjuk | PWG-TB-115 | PWG-TB-115 | RECORD ADDED |  | Thrust Block @ 18772.846 m, Type 7, Tee | Thrust Block Register - T2W_PIPELINE 24-8.xlsm row 216
2026-08-24 10:19 | J. Krasnoff-Hnatjuk | PWG-TB-116 | PWG-TB-116 | RECORD ADDED |  | Thrust Block @ 19641.881 m, Type 7, Tee | Thrust Block Register - T2W_PIPELINE 24-8.xlsm row 217
2026-08-24 10:19 | J. Krasnoff-Hnatjuk | PWG-TB-117 | PWG-TB-117 | RECORD ADDED |  | Thrust Block @ 20287.711 m, Type 7, Tee | Thrust Block Register - T2W_PIPELINE 24-8.xlsm row 218
2026-08-24 10:19 | J. Krasnoff-Hnatjuk | PWG-TB-118 | PWG-TB-118 | RECORD ADDED |  | Thrust Block @ 21452.237 m, Type 7, Tee | Thrust Block Register - T2W_PIPELINE 24-8.xlsm row 219
2026-08-24 10:19 | J. Krasnoff-Hnatjuk | PWG-TB-119 | PWG-TB-119 | RECORD ADDED |  | Thrust Block @ 22316.144 m, Type 7, Tee | Thrust Block Register - T2W_PIPELINE 24-8.xlsm row 220
2026-08-24 10:19 | J. Krasnoff-Hnatjuk | PWG-TB-120 | PWG-TB-120 | RECORD ADDED |  | Thrust Block @ 22680.903 m, Type 7, Tee | Thrust Block Register - T2W_PIPELINE 24-8.xlsm row 221
2026-08-24 10:19 | J. Krasnoff-Hnatjuk | PWG-TB-121 | PWG-TB-121 | RECORD ADDED |  | Thrust Block @ 23376.417 m, Type 7, Tee | Thrust Block Register - T2W_PIPELINE 24-8.xlsm row 222
2026-08-24 10:19 | J. Krasnoff-Hnatjuk | PWG-TB-122 | PWG-TB-122 | RECORD ADDED |  | Thrust Block @ 24206.919 m, Type 7, Tee | Thrust Block Register - T2W_PIPELINE 24-8.xlsm row 223
2026-08-24 10:19 | J. Krasnoff-Hnatjuk | PWG-TB-123 | PWG-TB-123 | RECORD ADDED |  | Thrust Block @ 25018.345 m, Type 7, Tee | Thrust Block Register - T2W_PIPELINE 24-8.xlsm row 224
2026-08-24 10:19 | J. Krasnoff-Hnatjuk | PWG-TB-124 | PWG-TB-124 | RECORD ADDED |  | Thrust Block @ 25792.787 m, Type 7, Tee | Thrust Block Register - T2W_PIPELINE 24-8.xlsm row 225
2026-08-24 10:19 | J. Krasnoff-Hnatjuk | PWG-TB-125 | PWG-TB-125 | RECORD ADDED |  | Thrust Block @ 26041.176 m, Type 7, Tee | Thrust Block Register - T2W_PIPELINE 24-8.xlsm row 226
2026-08-24 10:19 | J. Krasnoff-Hnatjuk | PWG-TB-126 | PWG-TB-126 | RECORD ADDED |  | Thrust Block @ 4040.672 m, Type 12, Isolation Valve | Thrust Block Register - T2W_PIPELINE 24-8.xlsm row 227
2026-08-24 10:19 | J. Krasnoff-Hnatjuk | PWG-TB-127 | PWG-TB-127 | RECORD ADDED |  | Thrust Block @ 7536.828 m, Type 13, Isolation Valve | Thrust Block Register - T2W_PIPELINE 24-8.xlsm row 228
2026-08-24 10:19 | J. Krasnoff-Hnatjuk | PWG-TB-128 | PWG-TB-128 | RECORD ADDED |  | Thrust Block @ 8475.323 m, Type 13, Isolation Valve | Thrust Block Register - T2W_PIPELINE 24-8.xlsm row 229
2026-08-24 10:19 | J. Krasnoff-Hnatjuk | PWG-TB-129 | PWG-TB-129 | RECORD ADDED |  | Thrust Block @ 8562.951 m, Type 13, Isolation Valve | Thrust Block Register - T2W_PIPELINE 24-8.xlsm row 230
2026-08-24 10:19 | J. Krasnoff-Hnatjuk | PWG-TB-130 | PWG-TB-130 | RECORD ADDED |  | Thrust Block @ 13366.211 m, Type 13, Isolation Valve | Thrust Block Register - T2W_PIPELINE 24-8.xlsm row 231
2026-08-24 10:19 | J. Krasnoff-Hnatjuk | PWG-TB-131 | PWG-TB-131 | RECORD ADDED |  | Thrust Block @ 22075.201 m, Type 13, Isolation Valve | Thrust Block Register - T2W_PIPELINE 24-8.xlsm row 232
2026-08-24 10:19 | J. Krasnoff-Hnatjuk | PWG-TB-132 | PWG-TB-132 | RECORD ADDED |  | Thrust Block @ 99.181 m, 2 x Type 13, Pigging Station | Thrust Block Register - T2W_PIPELINE 24-8.xlsm row 233
2026-08-24 10:19 | J. Krasnoff-Hnatjuk | PWG-TB-133 | PWG-TB-133 | RECORD ADDED |  | Thrust Block @ 7595.718 m, 2 x Type 13, Pigging Station | Thrust Block Register - T2W_PIPELINE 24-8.xlsm row 234
2026-08-24 10:19 | J. Krasnoff-Hnatjuk | PWG-TB-134 | PWG-TB-134 | RECORD ADDED |  | Thrust Block @ 17865.623 m, 2 x Type 13, Pigging Station | Thrust Block Register - T2W_PIPELINE 24-8.xlsm row 235
2026-08-24 10:19 | J. Krasnoff-Hnatjuk | PHW-TB-077 | PHW-TB-077 | RECORD ADDED |  | Thrust Block @ 1261.832 m, Type 7, Tee | Thrust Block Register - T2W_PIPELINE 24-8.xlsm row 236
2026-08-24 10:19 | J. Krasnoff-Hnatjuk | PHW-TB-078 | PHW-TB-078 | RECORD ADDED |  | Thrust Block @ 1727.817 m, Type 6, Tee | Thrust Block Register - T2W_PIPELINE 24-8.xlsm row 237
2026-08-24 10:19 | J. Krasnoff-Hnatjuk | PHW-TB-079 | PHW-TB-079 | RECORD ADDED |  | Thrust Block @ 2746.277 m, Type 7, Tee | Thrust Block Register - T2W_PIPELINE 24-8.xlsm row 238
2026-08-24 10:19 | J. Krasnoff-Hnatjuk | PHW-TB-080 | PHW-TB-080 | RECORD ADDED |  | Thrust Block @ 3558.423 m, Type 7, Tee | Thrust Block Register - T2W_PIPELINE 24-8.xlsm row 239
2026-08-24 10:19 | J. Krasnoff-Hnatjuk | PHW-TB-081 | PHW-TB-081 | RECORD ADDED |  | Thrust Block @ 4470 m, Type 7, Tee | Thrust Block Register - T2W_PIPELINE 24-8.xlsm row 240
2026-08-24 10:19 | J. Krasnoff-Hnatjuk | PHW-TB-082 | PHW-TB-082 | RECORD ADDED |  | Thrust Block @ 4661.417 m, Type 7, Tee | Thrust Block Register - T2W_PIPELINE 24-8.xlsm row 241
2026-08-24 10:19 | J. Krasnoff-Hnatjuk | PHW-TB-083 | PHW-TB-083 | RECORD ADDED |  | Thrust Block @ 4961.176 m, Type 7, Tee | Thrust Block Register - T2W_PIPELINE 24-8.xlsm row 242
2026-08-24 10:19 | J. Krasnoff-Hnatjuk | PHW-TB-084 | PHW-TB-084 | RECORD ADDED |  | Thrust Block @ 6796.976 m, Type 7, Tee | Thrust Block Register - T2W_PIPELINE 24-8.xlsm row 243
2026-08-24 10:19 | J. Krasnoff-Hnatjuk | PHW-TB-085 | PHW-TB-085 | RECORD ADDED |  | Thrust Block @ 8197.671 m, Type 7, Tee | Thrust Block Register - T2W_PIPELINE 24-8.xlsm row 244
2026-08-24 10:19 | J. Krasnoff-Hnatjuk | PHW-TB-086 | PHW-TB-086 | RECORD ADDED |  | Thrust Block @ 10103.635 m, Type 7, Tee | Thrust Block Register - T2W_PIPELINE 24-8.xlsm row 245
2026-08-24 10:19 | J. Krasnoff-Hnatjuk | PHW-TB-087 | PHW-TB-087 | RECORD ADDED |  | Thrust Block @ 11396.642 m, Type 7, Tee | Thrust Block Register - T2W_PIPELINE 24-8.xlsm row 246
2026-08-24 10:19 | J. Krasnoff-Hnatjuk | PHW-TB-088 | PHW-TB-088 | RECORD ADDED |  | Thrust Block @ 11596.46 m, Type 7, Tee | Thrust Block Register - T2W_PIPELINE 24-8.xlsm row 247
2026-08-24 10:19 | J. Krasnoff-Hnatjuk | PHW-TB-089 | PHW-TB-089 | RECORD ADDED |  | Thrust Block @ 13125.991 m, Type 7, Tee | Thrust Block Register - T2W_PIPELINE 24-8.xlsm row 248
2026-08-24 10:19 | J. Krasnoff-Hnatjuk | PHW-TB-090 | PHW-TB-090 | RECORD ADDED |  | Thrust Block @ 15248.457 m, Type 7, Tee | Thrust Block Register - T2W_PIPELINE 24-8.xlsm row 249
2026-08-24 10:19 | J. Krasnoff-Hnatjuk | PHW-TB-091 | PHW-TB-091 | RECORD ADDED |  | Thrust Block @ 17038.094 m, Type 6, Tee | Thrust Block Register - T2W_PIPELINE 24-8.xlsm row 250
2026-08-24 10:19 | J. Krasnoff-Hnatjuk | PHW-TB-092 | PHW-TB-092 | RECORD ADDED |  | Thrust Block @ 17984.612 m, Type 6, Tee | Thrust Block Register - T2W_PIPELINE 24-8.xlsm row 251
2026-08-24 10:19 | J. Krasnoff-Hnatjuk | PHW-TB-093 | PHW-TB-093 | RECORD ADDED |  | Thrust Block @ 842.62 m, Type 12, Isolation Valve | Thrust Block Register - T2W_PIPELINE 24-8.xlsm row 252
2026-08-24 10:19 | J. Krasnoff-Hnatjuk | PHW-TB-094 | PHW-TB-094 | RECORD ADDED |  | Thrust Block @ 2019.495 m, Type 12, Isolation Valve | Thrust Block Register - T2W_PIPELINE 24-8.xlsm row 253
2026-08-24 10:19 | J. Krasnoff-Hnatjuk | PHW-TB-095 | PHW-TB-095 | RECORD ADDED |  | Thrust Block @ 2140.173 m, Type 12, Isolation Valve | Thrust Block Register - T2W_PIPELINE 24-8.xlsm row 254
2026-08-24 10:19 | J. Krasnoff-Hnatjuk | PHW-TB-096 | PHW-TB-096 | RECORD ADDED |  | Thrust Block @ 7335.153 m, Type 12, Isolation Valve | Thrust Block Register - T2W_PIPELINE 24-8.xlsm row 255
2026-08-24 10:19 | J. Krasnoff-Hnatjuk | PHW-TB-097 | PHW-TB-097 | RECORD ADDED |  | Thrust Block @ 14323.567 m, Type 12, Isolation Valve | Thrust Block Register - T2W_PIPELINE 24-8.xlsm row 256
2026-08-24 10:19 | J. Krasnoff-Hnatjuk | PHW-TB-098 | PHW-TB-098 | RECORD ADDED |  | Thrust Block @ 19120.153 m, Type 14, In-Line | Thrust Block Register - T2W_PIPELINE 24-8.xlsm row 257
2026-08-24 10:19 | J. Krasnoff-Hnatjuk | PHW-TB-099 | PHW-TB-099 | RECORD ADDED |  | Thrust Block @ 19155.385 m, Type 14, In-Line | Thrust Block Register - T2W_PIPELINE 24-8.xlsm row 258
2026-08-24 10:19 | J. Krasnoff-Hnatjuk | PHW-TB-100 | PHW-TB-100 | RECORD ADDED |  | Thrust Block @ 9801.143 m, 2 x Type 12, Pigging Station | Thrust Block Register - T2W_PIPELINE 24-8.xlsm row 259
2026-08-24 10:19 | J. Krasnoff-Hnatjuk | PHW-TB-101 | PHW-TB-101 | RECORD ADDED |  | Thrust Block @ 19097.802 m, 2 x Type 12, Pigging Station | Thrust Block Register - T2W_PIPELINE 24-8.xlsm row 260
2026-08-24 10:19 | J. Krasnoff-Hnatjuk | (source) |  | Src - Thrust Block reloaded | 121 rows | 255 rows, 42 columns (source 24-8) | Src - Thrust Block
2026-08-24 10:19 | J. Krasnoff-Hnatjuk | (derived) |  | Chainage Index | ranges to row 1317 | ranges to row 1451 | Chainage Index
2026-08-24 10:19 | J. Krasnoff-Hnatjuk | (control) |  | Current revision | Rev 2 | Rev 3 | Document Control!C10
2026-08-24 10:19 | J. Krasnoff-Hnatjuk | (control) |  | Records in Master Register | 1316 | 1450 | Document Control!C13
24/08/2026 12:11 | Jerry | PHW-TB-035 | PHW-TB-035 | Installed |  | Yes | Master Register!BL444
24/08/2026 12:11 | Jerry | PHW-TB-036 | PHW-TB-036 | Installed |  | Yes | Master Register!BL449
24/08/2026 12:11 | Jerry | PHW-TB-037 | PHW-TB-037 | Installed |  | Yes | Master Register!BL464
24/08/2026 12:11 | Jerry | PHW-TB-083 | PHW-TB-083 | Installed |  | Yes | Master Register!BL436
24/08/2026 12:14 | Jerry | PHW-TB-035 | PHW-TB-035 | Completion Date |  | 25/08/2026 | Master Register!BS444
24/08/2026 12:14 | Jerry | PHW-TB-036 | PHW-TB-036 | Completion Date |  | 25/08/2026 | Master Register!BS449
24/08/2026 12:14 | Jerry | PHW-TB-037 | PHW-TB-037 | Completion Date |  | 25/08/2026 | Master Register!BS464
24/08/2026 12:14 | Jerry | PHW-TB-083 | PHW-TB-083 | Completion Date |  | 25/08/2026 | Master Register!BS436
24/08/2026 12:14 | Jerry | PHW-TB-035 | PHW-TB-035 | Completion Date | 25/08/2026 |  | Master Register!BS444
24/08/2026 12:14 | Jerry | PHW-TB-036 | PHW-TB-036 | Completion Date | 25/08/2026 |  | Master Register!BS449
24/08/2026 12:14 | Jerry | PHW-TB-037 | PHW-TB-037 | Completion Date | 25/08/2026 |  | Master Register!BS464
24/08/2026 12:14 | Jerry | PHW-TB-083 | PHW-TB-083 | Completion Date | 25/08/2026 |  | Master Register!BS436
2026-08-24 14:36 | J. Krasnoff-Hnatjuk | (schema) |  | new column |  | Unit Rate ($) | Master Register!BU1
2026-08-24 14:36 | J. Krasnoff-Hnatjuk | (schema) |  | new column |  | Quantity | Master Register!BV1
2026-08-24 14:36 | J. Krasnoff-Hnatjuk | (schema) |  | new column |  | Unit | Master Register!BW1
2026-08-24 14:36 | J. Krasnoff-Hnatjuk | (schema) |  | new column |  | Total Cost ($) | Master Register!BX1
2026-08-24 14:36 | J. Krasnoff-Hnatjuk | PHW-TS-0001 | PHW-TS-0001 | Unit Rate ($) |  | 1,112.50 per each | Master Register!BU9
2026-08-24 14:36 | J. Krasnoff-Hnatjuk | PHW-TS-0002 | PHW-TS-0002 | Unit Rate ($) |  | 1,112.50 per each | Master Register!BU10
2026-08-24 14:36 | J. Krasnoff-Hnatjuk | PHW-TS-0003 | PHW-TS-0003 | Unit Rate ($) |  | 1,112.50 per each | Master Register!BU11
2026-08-24 14:36 | J. Krasnoff-Hnatjuk | PHW-TS-0004 | PHW-TS-0004 | Unit Rate ($) |  | 1,112.50 per each | Master Register!BU12
2026-08-24 14:36 | J. Krasnoff-Hnatjuk | PHW-TS-0005 | PHW-TS-0005 | Unit Rate ($) |  | 1,112.50 per each | Master Register!BU13
2026-08-24 14:36 | J. Krasnoff-Hnatjuk | PHW-TS-0006 | PHW-TS-0006 | Unit Rate ($) |  | 1,112.50 per each | Master Register!BU14
2026-08-24 14:36 | J. Krasnoff-Hnatjuk | PHW-TS-0007 | PHW-TS-0007 | Unit Rate ($) |  | 1,112.50 per each | Master Register!BU15
2026-08-24 14:36 | J. Krasnoff-Hnatjuk | PHW-TS-0008 | PHW-TS-0008 | Unit Rate ($) |  | 1,112.50 per each | Master Register!BU17
2026-08-24 14:36 | J. Krasnoff-Hnatjuk | PHW-TS-0009 | PHW-TS-0009 | Unit Rate ($) |  | 1,112.50 per each | Master Register!BU18
2026-08-24 14:36 | J. Krasnoff-Hnatjuk | PHW-TS-0010 | PHW-TS-0010 | Unit Rate ($) |  | 1,112.50 per each | Master Register!BU19
2026-08-24 14:36 | J. Krasnoff-Hnatjuk | PHW-TS-0011 | PHW-TS-0011 | Unit Rate ($) |  | 1,112.50 per each | Master Register!BU20
2026-08-24 14:36 | J. Krasnoff-Hnatjuk | PHW-TS-0012 | PHW-TS-0012 | Unit Rate ($) |  | 1,112.50 per each | Master Register!BU21
2026-08-24 14:36 | J. Krasnoff-Hnatjuk | PHW-TS-0013 | PHW-TS-0013 | Unit Rate ($) |  | 1,112.50 per each | Master Register!BU22
2026-08-24 14:36 | J. Krasnoff-Hnatjuk | PHW-TS-0014 | PHW-TS-0014 | Unit Rate ($) |  | 1,112.50 per each | Master Register!BU23
2026-08-24 14:36 | J. Krasnoff-Hnatjuk | PHW-TS-0015 | PHW-TS-0015 | Unit Rate ($) |  | 1,112.50 per each | Master Register!BU24
2026-08-24 14:36 | J. Krasnoff-Hnatjuk | PHW-TS-0016 | PHW-TS-0016 | Unit Rate ($) |  | 1,112.50 per each | Master Register!BU25
2026-08-24 14:36 | J. Krasnoff-Hnatjuk | PHW-TS-0017 | PHW-TS-0017 | Unit Rate ($) |  | 1,112.50 per each | Master Register!BU26
2026-08-24 14:36 | J. Krasnoff-Hnatjuk | PHW-TS-0018 | PHW-TS-0018 | Unit Rate ($) |  | 1,112.50 per each | Master Register!BU27
2026-08-24 14:36 | J. Krasnoff-Hnatjuk | PHW-TS-0019 | PHW-TS-0019 | Unit Rate ($) |  | 1,112.50 per each | Master Register!BU36
2026-08-24 14:36 | J. Krasnoff-Hnatjuk | PHW-TS-0020 | PHW-TS-0020 | Unit Rate ($) |  | 1,112.50 per each | Master Register!BU38
2026-08-24 14:36 | J. Krasnoff-Hnatjuk | PHW-TS-0021 | PHW-TS-0021 | Unit Rate ($) |  | 1,112.50 per each | Master Register!BU39
2026-08-24 14:36 | J. Krasnoff-Hnatjuk | PHW-TS-0022 | PHW-TS-0022 | Unit Rate ($) |  | 1,112.50 per each | Master Register!BU40
2026-08-24 14:36 | J. Krasnoff-Hnatjuk | PHW-TS-0023 | PHW-TS-0023 | Unit Rate ($) |  | 1,112.50 per each | Master Register!BU41
2026-08-24 14:36 | J. Krasnoff-Hnatjuk | PHW-BS-0001 | PHW-BS-0001 | Unit Rate ($) |  | 20,507.00 per each | Master Register!BU42
2026-08-24 14:36 | J. Krasnoff-Hnatjuk | PHW-TS-0024 | PHW-TS-0024 | Unit Rate ($) |  | 1,112.50 per each | Master Register!BU43
2026-08-24 14:36 | J. Krasnoff-Hnatjuk | PHW-TS-0025 | PHW-TS-0025 | Unit Rate ($) |  | 1,112.50 per each | Master Register!BU44
2026-08-24 14:36 | J. Krasnoff-Hnatjuk | PHW-TS-0026 | PHW-TS-0026 | Unit Rate ($) |  | 1,112.50 per each | Master Register!BU46
2026-08-24 14:36 | J. Krasnoff-Hnatjuk | PHW-BS-0002 | PHW-BS-0002 | Unit Rate ($) |  | 20,507.00 per each | Master Register!BU47
2026-08-24 14:36 | J. Krasnoff-Hnatjuk | PHW-TS-0027 | PHW-TS-0027 | Unit Rate ($) |  | 1,112.50 per each | Master Register!BU48
2026-08-24 14:36 | J. Krasnoff-Hnatjuk | PHW-TS-0028 | PHW-TS-0028 | Unit Rate ($) |  | 1,112.50 per each | Master Register!BU49
2026-08-24 14:36 | J. Krasnoff-Hnatjuk | PHW-BS-0003 | PHW-BS-0003 | Unit Rate ($) |  | 20,507.00 per each | Master Register!BU50
2026-08-24 14:36 | J. Krasnoff-Hnatjuk | PHW-TS-0029 | PHW-TS-0029 | Unit Rate ($) |  | 1,112.50 per each | Master Register!BU52
2026-08-24 14:36 | J. Krasnoff-Hnatjuk | PHW-TS-0030 | PHW-TS-0030 | Unit Rate ($) |  | 1,112.50 per each | Master Register!BU53
2026-08-24 14:36 | J. Krasnoff-Hnatjuk | PHW-TS-0031 | PHW-TS-0031 | Unit Rate ($) |  | 1,112.50 per each | Master Register!BU54
2026-08-24 14:36 | J. Krasnoff-Hnatjuk | PHW-BS-0004 | PHW-BS-0004 | Unit Rate ($) |  | 20,507.00 per each | Master Register!BU55
2026-08-24 14:36 | J. Krasnoff-Hnatjuk | PHW-TS-0032 | PHW-TS-0032 | Unit Rate ($) |  | 1,112.50 per each | Master Register!BU56
2026-08-24 14:36 | J. Krasnoff-Hnatjuk | PHW-TS-0033 | PHW-TS-0033 | Unit Rate ($) |  | 1,112.50 per each | Master Register!BU57
2026-08-24 14:36 | J. Krasnoff-Hnatjuk | PHW-TS-0034 | PHW-TS-0034 | Unit Rate ($) |  | 1,112.50 per each | Master Register!BU58
2026-08-24 14:36 | J. Krasnoff-Hnatjuk | PHW-BS-0005 | PHW-BS-0005 | Unit Rate ($) |  | 20,507.00 per each | Master Register!BU59
2026-08-24 14:36 | J. Krasnoff-Hnatjuk | PHW-TS-0035 | PHW-TS-0035 | Unit Rate ($) |  | 1,112.50 per each | Master Register!BU60
2026-08-24 14:36 | J. Krasnoff-Hnatjuk | PHW-TS-0036 | PHW-TS-0036 | Unit Rate ($) |  | 1,112.50 per each | Master Register!BU61
2026-08-24 14:36 | J. Krasnoff-Hnatjuk | PHW-TS-0037 | PHW-TS-0037 | Unit Rate ($) |  | 1,112.50 per each | Master Register!BU62
2026-08-24 14:36 | J. Krasnoff-Hnatjuk | PHW-TS-0038 | PHW-TS-0038 | Unit Rate ($) |  | 1,112.50 per each | Master Register!BU63
2026-08-24 14:36 | J. Krasnoff-Hnatjuk | PHW-TS-0039 | PHW-TS-0039 | Unit Rate ($) |  | 1,112.50 per each | Master Register!BU64
2026-08-24 14:36 | J. Krasnoff-Hnatjuk | PHW-TS-0040 | PHW-TS-0040 | Unit Rate ($) |  | 1,112.50 per each | Master Register!BU65
2026-08-24 14:36 | J. Krasnoff-Hnatjuk | PHW-TS-0041 | PHW-TS-0041 | Unit Rate ($) |  | 1,112.50 per each | Master Register!BU67
2026-08-24 14:36 | J. Krasnoff-Hnatjuk | PHW-TS-0042 | PHW-TS-0042 | Unit Rate ($) |  | 1,112.50 per each | Master Register!BU68
2026-08-24 14:36 | J. Krasnoff-Hnatjuk | PHW-TS-0043 | PHW-TS-0043 | Unit Rate ($) |  | 1,112.50 per each | Master Register!BU69
2026-08-24 14:36 | J. Krasnoff-Hnatjuk | PHW-TS-0044 | PHW-TS-0044 | Unit Rate ($) |  | 1,112.50 per each | Master Register!BU70
2026-08-24 14:36 | J. Krasnoff-Hnatjuk | PHW-TS-0045 | PHW-TS-0045 | Unit Rate ($) |  | 1,112.50 per each | Master Register!BU71
2026-08-24 14:36 | J. Krasnoff-Hnatjuk | PHW-TS-0046 | PHW-TS-0046 | Unit Rate ($) |  | 1,112.50 per each | Master Register!BU72
2026-08-24 14:36 | J. Krasnoff-Hnatjuk | PHW-BS-0006 | PHW-BS-0006 | Unit Rate ($) |  | 20,507.00 per each | Master Register!BU73
2026-08-24 14:36 | J. Krasnoff-Hnatjuk | PHW-TS-0047 | PHW-TS-0047 | Unit Rate ($) |  | 1,112.50 per each | Master Register!BU75
2026-08-24 14:36 | J. Krasnoff-Hnatjuk | PHW-TS-0048 | PHW-TS-0048 | Unit Rate ($) |  | 1,112.50 per each | Master Register!BU77
2026-08-24 14:36 | J. Krasnoff-Hnatjuk | PHW-TS-0049 | PHW-TS-0049 | Unit Rate ($) |  | 1,112.50 per each | Master Register!BU78
2026-08-24 14:36 | J. Krasnoff-Hnatjuk | PHW-BS-0007 | PHW-BS-0007 | Unit Rate ($) |  | 20,507.00 per each | Master Register!BU79
2026-08-24 14:36 | J. Krasnoff-Hnatjuk | PHW-TS-0050 | PHW-TS-0050 | Unit Rate ($) |  | 1,112.50 per each | Master Register!BU80
2026-08-24 14:36 | J. Krasnoff-Hnatjuk | PHW-TS-0051 | PHW-TS-0051 | Unit Rate ($) |  | 1,112.50 per each | Master Register!BU81
2026-08-24 14:36 | J. Krasnoff-Hnatjuk | PHW-TS-0052 | PHW-TS-0052 | Unit Rate ($) |  | 1,112.50 per each | Master Register!BU82
2026-08-24 14:36 | J. Krasnoff-Hnatjuk | PHW-TS-0053 | PHW-TS-0053 | Unit Rate ($) |  | 1,112.50 per each | Master Register!BU83
2026-08-24 14:36 | J. Krasnoff-Hnatjuk | PHW-BS-0008 | PHW-BS-0008 | Unit Rate ($) |  | 20,507.00 per each | Master Register!BU84
2026-08-24 14:36 | J. Krasnoff-Hnatjuk | PHW-TS-0054 | PHW-TS-0054 | Unit Rate ($) |  | 1,112.50 per each | Master Register!BU85
2026-08-24 14:36 | J. Krasnoff-Hnatjuk | PHW-TS-0055 | PHW-TS-0055 | Unit Rate ($) |  | 1,112.50 per each | Master Register!BU86
2026-08-24 14:36 | J. Krasnoff-Hnatjuk | PHW-TS-0056 | PHW-TS-0056 | Unit Rate ($) |  | 1,112.50 per each | Master Register!BU87
2026-08-24 14:36 | J. Krasnoff-Hnatjuk | PHW-BS-0009 | PHW-BS-0009 | Unit Rate ($) |  | 20,507.00 per each | Master Register!BU88
2026-08-24 14:36 | J. Krasnoff-Hnatjuk | PHW-TS-0057 | PHW-TS-0057 | Unit Rate ($) |  | 1,112.50 per each | Master Register!BU89
2026-08-24 14:36 | J. Krasnoff-Hnatjuk | PHW-TS-0058 | PHW-TS-0058 | Unit Rate ($) |  | 1,112.50 per each | Master Register!BU90
2026-08-24 14:36 | J. Krasnoff-Hnatjuk | PHW-BS-0010 | PHW-BS-0010 | Unit Rate ($) |  | 20,507.00 per each | Master Register!BU92
2026-08-24 14:36 | J. Krasnoff-Hnatjuk | PHW-TS-0059 | PHW-TS-0059 | Unit Rate ($) |  | 1,112.50 per each | Master Register!BU93
2026-08-24 14:36 | J. Krasnoff-Hnatjuk | PHW-TS-0060 | PHW-TS-0060 | Unit Rate ($) |  | 1,112.50 per each | Master Register!BU94
2026-08-24 14:36 | J. Krasnoff-Hnatjuk | PHW-TS-0061 | PHW-TS-0061 | Unit Rate ($) |  | 1,112.50 per each | Master Register!BU95
2026-08-24 14:36 | J. Krasnoff-Hnatjuk | PHW-TS-0062 | PHW-TS-0062 | Unit Rate ($) |  | 1,112.50 per each | Master Register!BU103
2026-08-24 14:36 | J. Krasnoff-Hnatjuk | PHW-TS-0063 | PHW-TS-0063 | Unit Rate ($) |  | 1,112.50 per each | Master Register!BU104
2026-08-24 14:36 | J. Krasnoff-Hnatjuk | PHW-TS-0064 | PHW-TS-0064 | Unit Rate ($) |  | 1,112.50 per each | Master Register!BU106
2026-08-24 14:36 | J. Krasnoff-Hnatjuk | PHW-BS-0011 | PHW-BS-0011 | Unit Rate ($) |  | 20,507.00 per each | Master Register!BU107
2026-08-24 14:36 | J. Krasnoff-Hnatjuk | PHW-TS-0065 | PHW-TS-0065 | Unit Rate ($) |  | 1,112.50 per each | Master Register!BU108
2026-08-24 14:36 | J. Krasnoff-Hnatjuk | PHW-TS-0066 | PHW-TS-0066 | Unit Rate ($) |  | 1,112.50 per each | Master Register!BU109
2026-08-24 14:36 | J. Krasnoff-Hnatjuk | PHW-TS-0067 | PHW-TS-0067 | Unit Rate ($) |  | 1,112.50 per each | Master Register!BU111
2026-08-24 14:36 | J. Krasnoff-Hnatjuk | PHW-BS-0012 | PHW-BS-0012 | Unit Rate ($) |  | 20,507.00 per each | Master Register!BU112
2026-08-24 14:36 | J. Krasnoff-Hnatjuk | PHW-TS-0068 | PHW-TS-0068 | Unit Rate ($) |  | 1,112.50 per each | Master Register!BU113
2026-08-24 14:36 | J. Krasnoff-Hnatjuk | PHW-TS-0069 | PHW-TS-0069 | Unit Rate ($) |  | 1,112.50 per each | Master Register!BU114
2026-08-24 14:36 | J. Krasnoff-Hnatjuk | PHW-TS-0070 | PHW-TS-0070 | Unit Rate ($) |  | 1,112.50 per each | Master Register!BU115
2026-08-24 14:36 | J. Krasnoff-Hnatjuk | PHW-BS-0013 | PHW-BS-0013 | Unit Rate ($) |  | 20,507.00 per each | Master Register!BU116
2026-08-24 14:36 | J. Krasnoff-Hnatjuk | PHW-TS-0071 | PHW-TS-0071 | Unit Rate ($) |  | 1,112.50 per each | Master Register!BU117
2026-08-24 14:36 | J. Krasnoff-Hnatjuk | PHW-TS-0072 | PHW-TS-0072 | Unit Rate ($) |  | 1,112.50 per each | Master Register!BU119
2026-08-24 14:36 | J. Krasnoff-Hnatjuk | PHW-TS-0073 | PHW-TS-0073 | Unit Rate ($) |  | 1,112.50 per each | Master Register!BU123
2026-08-24 14:36 | J. Krasnoff-Hnatjuk | PHW-TS-0074 | PHW-TS-0074 | Unit Rate ($) |  | 1,112.50 per each | Master Register!BU124
2026-08-24 14:36 | J. Krasnoff-Hnatjuk | PHW-BS-0014 | PHW-BS-0014 | Unit Rate ($) |  | 20,507.00 per each | Master Register!BU125
2026-08-24 14:36 | J. Krasnoff-Hnatjuk | PHW-TS-0075 | PHW-TS-0075 | Unit Rate ($) |  | 1,112.50 per each | Master Register!BU126
2026-08-24 14:36 | J. Krasnoff-Hnatjuk | PHW-TS-0076 | PHW-TS-0076 | Unit Rate ($) |  | 1,112.50 per each | Master Register!BU127
2026-08-24 14:36 | J. Krasnoff-Hnatjuk | PHW-TS-0077 | PHW-TS-0077 | Unit Rate ($) |  | 1,112.50 per each | Master Register!BU128
2026-08-24 14:36 | J. Krasnoff-Hnatjuk | PHW-BS-0015 | PHW-BS-0015 | Unit Rate ($) |  | 20,507.00 per each | Master Register!BU129
2026-08-24 14:36 | J. Krasnoff-Hnatjuk | PHW-TS-0078 | PHW-TS-0078 | Unit Rate ($) |  | 1,112.50 per each | Master Register!BU130
2026-08-24 14:36 | J. Krasnoff-Hnatjuk | PHW-TS-0079 | PHW-TS-0079 | Unit Rate ($) |  | 1,112.50 per each | Master Register!BU131
2026-08-24 14:36 | J. Krasnoff-Hnatjuk | PHW-TS-0080 | PHW-TS-0080 | Unit Rate ($) |  | 1,112.50 per each | Master Register!BU133
2026-08-24 14:36 | J. Krasnoff-Hnatjuk | PHW-TS-0081 | PHW-TS-0081 | Unit Rate ($) |  | 1,112.50 per each | Master Register!BU134
2026-08-24 14:36 | J. Krasnoff-Hnatjuk | PHW-BS-0016 | PHW-BS-0016 | Unit Rate ($) |  | 20,507.00 per each | Master Register!BU135
2026-08-24 14:36 | J. Krasnoff-Hnatjuk | PHW-TS-0082 | PHW-TS-0082 | Unit Rate ($) |  | 1,112.50 per each | Master Register!BU136
2026-08-24 14:36 | J. Krasnoff-Hnatjuk | PHW-TS-0083 | PHW-TS-0083 | Unit Rate ($) |  | 1,112.50 per each | Master Register!BU138
2026-08-24 14:36 | J. Krasnoff-Hnatjuk | PHW-TS-0084 | PHW-TS-0084 | Unit Rate ($) |  | 1,112.50 per each | Master Register!BU139
2026-08-24 14:36 | J. Krasnoff-Hnatjuk | PHW-TS-0085 | PHW-TS-0085 | Unit Rate ($) |  | 1,112.50 per each | Master Register!BU140
2026-08-24 14:36 | J. Krasnoff-Hnatjuk | PHW-BS-0017 | PHW-BS-0017 | Unit Rate ($) |  | 20,507.00 per each | Master Register!BU141
2026-08-24 14:36 | J. Krasnoff-Hnatjuk | PHW-TS-0086 | PHW-TS-0086 | Unit Rate ($) |  | 1,112.50 per each | Master Register!BU142
2026-08-24 14:36 | J. Krasnoff-Hnatjuk | PHW-TS-0087 | PHW-TS-0087 | Unit Rate ($) |  | 1,112.50 per each | Master Register!BU143
2026-08-24 14:36 | J. Krasnoff-Hnatjuk | PHW-TS-0088 | PHW-TS-0088 | Unit Rate ($) |  | 1,112.50 per each | Master Register!BU145
2026-08-24 14:36 | J. Krasnoff-Hnatjuk | PHW-BS-0018 | PHW-BS-0018 | Unit Rate ($) |  | 20,507.00 per each | Master Register!BU146
2026-08-24 14:36 | J. Krasnoff-Hnatjuk | PHW-TS-0089 | PHW-TS-0089 | Unit Rate ($) |  | 1,112.50 per each | Master Register!BU147
2026-08-24 14:36 | J. Krasnoff-Hnatjuk | PHW-TS-0090 | PHW-TS-0090 | Unit Rate ($) |  | 1,112.50 per each | Master Register!BU148
2026-08-24 14:36 | J. Krasnoff-Hnatjuk | PHW-TS-0091 | PHW-TS-0091 | Unit Rate ($) |  | 1,112.50 per each | Master Register!BU149
2026-08-24 14:36 | J. Krasnoff-Hnatjuk | PHW-BS-0019 | PHW-BS-0019 | Unit Rate ($) |  | 20,507.00 per each | Master Register!BU150
2026-08-24 14:36 | J. Krasnoff-Hnatjuk | PHW-TS-0092 | PHW-TS-0092 | Unit Rate ($) |  | 1,112.50 per each | Master Register!BU151
2026-08-24 14:36 | J. Krasnoff-Hnatjuk | PHW-TS-0093 | PHW-TS-0093 | Unit Rate ($) |  | 1,112.50 per each | Master Register!BU153
2026-08-24 14:36 | J. Krasnoff-Hnatjuk | PHW-TS-0094 | PHW-TS-0094 | Unit Rate ($) |  | 1,112.50 per each | Master Register!BU154
2026-08-24 14:36 | J. Krasnoff-Hnatjuk | PHW-BS-0020 | PHW-BS-0020 | Unit Rate ($) |  | 20,507.00 per each | Master Register!BU155
2026-08-24 14:36 | J. Krasnoff-Hnatjuk | PHW-TS-0095 | PHW-TS-0095 | Unit Rate ($) |  | 1,112.50 per each | Master Register!BU167
2026-08-24 14:36 | J. Krasnoff-Hnatjuk | PHW-TS-0096 | PHW-TS-0096 | Unit Rate ($) |  | 1,112.50 per each | Master Register!BU168
2026-08-24 14:36 | J. Krasnoff-Hnatjuk | PHW-TS-0097 | PHW-TS-0097 | Unit Rate ($) |  | 1,112.50 per each | Master Register!BU169
2026-08-24 14:36 | J. Krasnoff-Hnatjuk | PHW-TS-0098 | PHW-TS-0098 | Unit Rate ($) |  | 1,112.50 per each | Master Register!BU170
2026-08-24 14:36 | J. Krasnoff-Hnatjuk | PHW-TS-0099 | PHW-TS-0099 | Unit Rate ($) |  | 1,112.50 per each | Master Register!BU172
2026-08-24 14:36 | J. Krasnoff-Hnatjuk | PHW-BS-0021 | PHW-BS-0021 | Unit Rate ($) |  | 20,507.00 per each | Master Register!BU173
2026-08-24 14:36 | J. Krasnoff-Hnatjuk | PHW-TS-0100 | PHW-TS-0100 | Unit Rate ($) |  | 1,112.50 per each | Master Register!BU174
2026-08-24 14:36 | J. Krasnoff-Hnatjuk | PHW-TS-0101 | PHW-TS-0101 | Unit Rate ($) |  | 1,112.50 per each | Master Register!BU185
2026-08-24 14:36 | J. Krasnoff-Hnatjuk | PHW-TS-0102 | PHW-TS-0102 | Unit Rate ($) |  | 1,112.50 per each | Master Register!BU186
2026-08-24 14:36 | J. Krasnoff-Hnatjuk | PHW-TS-0103 | PHW-TS-0103 | Unit Rate ($) |  | 1,112.50 per each | Master Register!BU188
2026-08-24 14:36 | J. Krasnoff-Hnatjuk | PHW-TS-0104 | PHW-TS-0104 | Unit Rate ($) |  | 1,112.50 per each | Master Register!BU189
2026-08-24 14:36 | J. Krasnoff-Hnatjuk | PHW-TS-0105 | PHW-TS-0105 | Unit Rate ($) |  | 1,112.50 per each | Master Register!BU190
2026-08-24 14:36 | J. Krasnoff-Hnatjuk | PHW-TS-0106 | PHW-TS-0106 | Unit Rate ($) |  | 1,112.50 per each | Master Register!BU195
2026-08-24 14:36 | J. Krasnoff-Hnatjuk | PHW-TS-0107 | PHW-TS-0107 | Unit Rate ($) |  | 1,112.50 per each | Master Register!BU196
2026-08-24 14:36 | J. Krasnoff-Hnatjuk | PHW-TS-0108 | PHW-TS-0108 | Unit Rate ($) |  | 1,112.50 per each | Master Register!BU197
2026-08-24 14:36 | J. Krasnoff-Hnatjuk | PHW-TS-0109 | PHW-TS-0109 | Unit Rate ($) |  | 1,112.50 per each | Master Register!BU198
2026-08-24 14:36 | J. Krasnoff-Hnatjuk | PHW-TS-0110 | PHW-TS-0110 | Unit Rate ($) |  | 1,112.50 per each | Master Register!BU199
2026-08-24 14:36 | J. Krasnoff-Hnatjuk | PHW-TS-0111 | PHW-TS-0111 | Unit Rate ($) |  | 1,112.50 per each | Master Register!BU200
2026-08-24 14:36 | J. Krasnoff-Hnatjuk | PHW-TS-0112 | PHW-TS-0112 | Unit Rate ($) |  | 1,112.50 per each | Master Register!BU201
2026-08-24 14:36 | J. Krasnoff-Hnatjuk | PHW-TS-0113 | PHW-TS-0113 | Unit Rate ($) |  | 1,112.50 per each | Master Register!BU202
2026-08-24 14:36 | J. Krasnoff-Hnatjuk | PHW-TS-0114 | PHW-TS-0114 | Unit Rate ($) |  | 1,112.50 per each | Master Register!BU203
2026-08-24 14:36 | J. Krasnoff-Hnatjuk | PHW-TS-0115 | PHW-TS-0115 | Unit Rate ($) |  | 1,112.50 per each | Master Register!BU205
2026-08-24 14:36 | J. Krasnoff-Hnatjuk | PHW-TS-0116 | PHW-TS-0116 | Unit Rate ($) |  | 1,112.50 per each | Master Register!BU206
2026-08-24 14:36 | J. Krasnoff-Hnatjuk | PHW-TS-0117 | PHW-TS-0117 | Unit Rate ($) |  | 1,112.50 per each | Master Register!BU207
2026-08-24 14:36 | J. Krasnoff-Hnatjuk | PHW-TS-0118 | PHW-TS-0118 | Unit Rate ($) |  | 1,112.50 per each | Master Register!BU208
2026-08-24 14:36 | J. Krasnoff-Hnatjuk | PHW-TS-0119 | PHW-TS-0119 | Unit Rate ($) |  | 1,112.50 per each | Master Register!BU209
2026-08-24 14:36 | J. Krasnoff-Hnatjuk | PHW-TS-0120 | PHW-TS-0120 | Unit Rate ($) |  | 1,112.50 per each | Master Register!BU210
2026-08-24 14:36 | J. Krasnoff-Hnatjuk | PHW-TS-0121 | PHW-TS-0121 | Unit Rate ($) |  | 1,112.50 per each | Master Register!BU211
2026-08-24 14:36 | J. Krasnoff-Hnatjuk | PHW-TS-0122 | PHW-TS-0122 | Unit Rate ($) |  | 1,112.50 per each | Master Register!BU212
2026-08-24 14:36 | J. Krasnoff-Hnatjuk | PHW-TS-0123 | PHW-TS-0123 | Unit Rate ($) |  | 1,112.50 per each | Master Register!BU213
2026-08-24 14:36 | J. Krasnoff-Hnatjuk | PHW-TS-0124 | PHW-TS-0124 | Unit Rate ($) |  | 1,112.50 per each | Master Register!BU214
2026-08-24 14:36 | J. Krasnoff-Hnatjuk | PHW-TS-0125 | PHW-TS-0125 | Unit Rate ($) |  | 1,112.50 per each | Master Register!BU215
2026-08-24 14:36 | J. Krasnoff-Hnatjuk | PHW-TS-0126 | PHW-TS-0126 | Unit Rate ($) |  | 1,112.50 per each | Master Register!BU216
2026-08-24 14:36 | J. Krasnoff-Hnatjuk | PHW-TS-0127 | PHW-TS-0127 | Unit Rate ($) |  | 1,112.50 per each | Master Register!BU217
2026-08-24 14:36 | J. Krasnoff-Hnatjuk | PHW-TS-0128 | PHW-TS-0128 | Unit Rate ($) |  | 1,112.50 per each | Master Register!BU218
2026-08-24 14:36 | J. Krasnoff-Hnatjuk | PHW-BS-0022 | PHW-BS-0022 | Unit Rate ($) |  | 20,507.00 per each | Master Register!BU219
2026-08-24 14:36 | J. Krasnoff-Hnatjuk | PHW-TS-0129 | PHW-TS-0129 | Unit Rate ($) |  | 1,112.50 per each | Master Register!BU220
2026-08-24 14:36 | J. Krasnoff-Hnatjuk | PHW-TS-0130 | PHW-TS-0130 | Unit Rate ($) |  | 1,112.50 per each | Master Register!BU221
2026-08-24 14:36 | J. Krasnoff-Hnatjuk | PHW-TS-0131 | PHW-TS-0131 | Unit Rate ($) |  | 1,112.50 per each | Master Register!BU222
2026-08-24 14:36 | J. Krasnoff-Hnatjuk | PHW-BS-0023 | PHW-BS-0023 | Unit Rate ($) |  | 20,507.00 per each | Master Register!BU223
2026-08-24 14:36 | J. Krasnoff-Hnatjuk | PHW-TS-0132 | PHW-TS-0132 | Unit Rate ($) |  | 1,112.50 per each | Master Register!BU224
2026-08-24 14:36 | J. Krasnoff-Hnatjuk | PHW-TS-0133 | PHW-TS-0133 | Unit Rate ($) |  | 1,112.50 per each | Master Register!BU226
2026-08-24 14:36 | J. Krasnoff-Hnatjuk | PHW-TS-0134 | PHW-TS-0134 | Unit Rate ($) |  | 1,112.50 per each | Master Register!BU227
2026-08-24 14:36 | J. Krasnoff-Hnatjuk | PHW-TS-0135 | PHW-TS-0135 | Unit Rate ($) |  | 1,112.50 per each | Master Register!BU235
2026-08-24 14:36 | J. Krasnoff-Hnatjuk | PHW-TS-0136 | PHW-TS-0136 | Unit Rate ($) |  | 1,112.50 per each | Master Register!BU236
2026-08-24 14:36 | J. Krasnoff-Hnatjuk | PHW-BS-0024 | PHW-BS-0024 | Unit Rate ($) |  | 20,507.00 per each | Master Register!BU237
2026-08-24 14:36 | J. Krasnoff-Hnatjuk | PHW-TS-0137 | PHW-TS-0137 | Unit Rate ($) |  | 1,112.50 per each | Master Register!BU238
2026-08-24 14:36 | J. Krasnoff-Hnatjuk | PHW-TS-0138 | PHW-TS-0138 | Unit Rate ($) |  | 1,112.50 per each | Master Register!BU239
2026-08-24 14:36 | J. Krasnoff-Hnatjuk | PHW-TS-0139 | PHW-TS-0139 | Unit Rate ($) |  | 1,112.50 per each | Master Register!BU241
2026-08-24 14:36 | J. Krasnoff-Hnatjuk | PHW-TS-0140 | PHW-TS-0140 | Unit Rate ($) |  | 1,112.50 per each | Master Register!BU243
2026-08-24 14:36 | J. Krasnoff-Hnatjuk | PHW-TS-0141 | PHW-TS-0141 | Unit Rate ($) |  | 1,112.50 per each | Master Register!BU266
2026-08-24 14:36 | J. Krasnoff-Hnatjuk | PHW-TS-0142 | PHW-TS-0142 | Unit Rate ($) |  | 1,112.50 per each | Master Register!BU267
2026-08-24 14:36 | J. Krasnoff-Hnatjuk | PHW-TS-0143 | PHW-TS-0143 | Unit Rate ($) |  | 1,112.50 per each | Master Register!BU269
2026-08-24 14:36 | J. Krasnoff-Hnatjuk | PHW-TS-0144 | PHW-TS-0144 | Unit Rate ($) |  | 1,112.50 per each | Master Register!BU270
2026-08-24 14:36 | J. Krasnoff-Hnatjuk | PHW-TS-0145 | PHW-TS-0145 | Unit Rate ($) |  | 1,112.50 per each | Master Register!BU271
2026-08-24 14:36 | J. Krasnoff-Hnatjuk | PHW-TS-0146 | PHW-TS-0146 | Unit Rate ($) |  | 1,112.50 per each | Master Register!BU272
2026-08-24 14:36 | J. Krasnoff-Hnatjuk | PHW-TS-0147 | PHW-TS-0147 | Unit Rate ($) |  | 1,112.50 per each | Master Register!BU273
2026-08-24 14:36 | J. Krasnoff-Hnatjuk | PHW-TS-0148 | PHW-TS-0148 | Unit Rate ($) |  | 1,112.50 per each | Master Register!BU274
2026-08-24 14:36 | J. Krasnoff-Hnatjuk | PHW-TS-0149 | PHW-TS-0149 | Unit Rate ($) |  | 1,112.50 per each | Master Register!BU275
2026-08-24 14:36 | J. Krasnoff-Hnatjuk | PHW-TS-0150 | PHW-TS-0150 | Unit Rate ($) |  | 1,112.50 per each | Master Register!BU276
2026-08-24 14:36 | J. Krasnoff-Hnatjuk | PHW-TS-0151 | PHW-TS-0151 | Unit Rate ($) |  | 1,112.50 per each | Master Register!BU277
2026-08-24 14:36 | J. Krasnoff-Hnatjuk | PHW-TS-0152 | PHW-TS-0152 | Unit Rate ($) |  | 1,112.50 per each | Master Register!BU278
2026-08-24 14:36 | J. Krasnoff-Hnatjuk | PHW-TS-0153 | PHW-TS-0153 | Unit Rate ($) |  | 1,112.50 per each | Master Register!BU279
2026-08-24 14:36 | J. Krasnoff-Hnatjuk | PHW-TS-0154 | PHW-TS-0154 | Unit Rate ($) |  | 1,112.50 per each | Master Register!BU280
2026-08-24 14:36 | J. Krasnoff-Hnatjuk | PHW-TS-0155 | PHW-TS-0155 | Unit Rate ($) |  | 1,112.50 per each | Master Register!BU281
2026-08-24 14:36 | J. Krasnoff-Hnatjuk | PHW-TS-0156 | PHW-TS-0156 | Unit Rate ($) |  | 1,112.50 per each | Master Register!BU282
2026-08-24 14:36 | J. Krasnoff-Hnatjuk | PHW-TS-0157 | PHW-TS-0157 | Unit Rate ($) |  | 1,112.50 per each | Master Register!BU283
2026-08-24 14:36 | J. Krasnoff-Hnatjuk | PHW-TS-0158 | PHW-TS-0158 | Unit Rate ($) |  | 1,112.50 per each | Master Register!BU284
2026-08-24 14:36 | J. Krasnoff-Hnatjuk | PHW-TS-0159 | PHW-TS-0159 | Unit Rate ($) |  | 1,112.50 per each | Master Register!BU286
2026-08-24 14:36 | J. Krasnoff-Hnatjuk | PHW-TS-0160 | PHW-TS-0160 | Unit Rate ($) |  | 1,112.50 per each | Master Register!BU288
2026-08-24 14:36 | J. Krasnoff-Hnatjuk | PHW-TS-0161 | PHW-TS-0161 | Unit Rate ($) |  | 1,112.50 per each | Master Register!BU290
2026-08-24 14:36 | J. Krasnoff-Hnatjuk | PHW-TS-0162 | PHW-TS-0162 | Unit Rate ($) |  | 1,112.50 per each | Master Register!BU293
2026-08-24 14:36 | J. Krasnoff-Hnatjuk | PHW-TS-0163 | PHW-TS-0163 | Unit Rate ($) |  | 1,112.50 per each | Master Register!BU294
2026-08-24 14:36 | J. Krasnoff-Hnatjuk | PHW-TS-0164 | PHW-TS-0164 | Unit Rate ($) |  | 1,112.50 per each | Master Register!BU295
2026-08-24 14:36 | J. Krasnoff-Hnatjuk | PHW-TS-0165 | PHW-TS-0165 | Unit Rate ($) |  | 1,112.50 per each | Master Register!BU296
2026-08-24 14:36 | J. Krasnoff-Hnatjuk | PHW-TS-0166 | PHW-TS-0166 | Unit Rate ($) |  | 1,112.50 per each | Master Register!BU298
2026-08-24 14:36 | J. Krasnoff-Hnatjuk | PHW-TS-0167 | PHW-TS-0167 | Unit Rate ($) |  | 1,112.50 per each | Master Register!BU299
2026-08-24 14:36 | J. Krasnoff-Hnatjuk | PHW-TS-0168 | PHW-TS-0168 | Unit Rate ($) |  | 1,112.50 per each | Master Register!BU300
2026-08-24 14:36 | J. Krasnoff-Hnatjuk | PHW-TS-0169 | PHW-TS-0169 | Unit Rate ($) |  | 1,112.50 per each | Master Register!BU301
2026-08-24 14:36 | J. Krasnoff-Hnatjuk | PHW-TS-0170 | PHW-TS-0170 | Unit Rate ($) |  | 1,112.50 per each | Master Register!BU302
2026-08-24 14:36 | J. Krasnoff-Hnatjuk | PHW-TS-0171 | PHW-TS-0171 | Unit Rate ($) |  | 1,112.50 per each | Master Register!BU311
2026-08-24 14:36 | J. Krasnoff-Hnatjuk | PHW-TS-0172 | PHW-TS-0172 | Unit Rate ($) |  | 1,112.50 per each | Master Register!BU313
2026-08-24 14:36 | J. Krasnoff-Hnatjuk | PHW-TS-0173 | PHW-TS-0173 | Unit Rate ($) |  | 1,112.50 per each | Master Register!BU314
2026-08-24 14:36 | J. Krasnoff-Hnatjuk | PHW-TS-0174 | PHW-TS-0174 | Unit Rate ($) |  | 1,112.50 per each | Master Register!BU341
2026-08-24 14:36 | J. Krasnoff-Hnatjuk | PHW-TS-0175 | PHW-TS-0175 | Unit Rate ($) |  | 1,112.50 per each | Master Register!BU342
2026-08-24 14:36 | J. Krasnoff-Hnatjuk | PHW-TS-0176 | PHW-TS-0176 | Unit Rate ($) |  | 1,112.50 per each | Master Register!BU343
2026-08-24 14:36 | J. Krasnoff-Hnatjuk | PHW-TS-0177 | PHW-TS-0177 | Unit Rate ($) |  | 1,112.50 per each | Master Register!BU344
2026-08-24 14:36 | J. Krasnoff-Hnatjuk | PHW-TS-0178 | PHW-TS-0178 | Unit Rate ($) |  | 1,112.50 per each | Master Register!BU345
2026-08-24 14:36 | J. Krasnoff-Hnatjuk | PHW-TS-0179 | PHW-TS-0179 | Unit Rate ($) |  | 1,112.50 per each | Master Register!BU347
2026-08-24 14:36 | J. Krasnoff-Hnatjuk | PHW-TS-0180 | PHW-TS-0180 | Unit Rate ($) |  | 1,112.50 per each | Master Register!BU348
2026-08-24 14:36 | J. Krasnoff-Hnatjuk | PHW-TS-0181 | PHW-TS-0181 | Unit Rate ($) |  | 1,112.50 per each | Master Register!BU349
2026-08-24 14:36 | J. Krasnoff-Hnatjuk | PHW-TS-0182 | PHW-TS-0182 | Unit Rate ($) |  | 1,112.50 per each | Master Register!BU350
2026-08-24 14:36 | J. Krasnoff-Hnatjuk | PHW-TS-0183 | PHW-TS-0183 | Unit Rate ($) |  | 1,112.50 per each | Master Register!BU351
2026-08-24 14:36 | J. Krasnoff-Hnatjuk | PHW-TS-0184 | PHW-TS-0184 | Unit Rate ($) |  | 1,112.50 per each | Master Register!BU352
2026-08-24 14:36 | J. Krasnoff-Hnatjuk | PHW-TS-0185 | PHW-TS-0185 | Unit Rate ($) |  | 1,112.50 per each | Master Register!BU353
2026-08-24 14:36 | J. Krasnoff-Hnatjuk | PHW-TS-0186 | PHW-TS-0186 | Unit Rate ($) |  | 1,112.50 per each | Master Register!BU354
2026-08-24 14:36 | J. Krasnoff-Hnatjuk | PHW-TS-0187 | PHW-TS-0187 | Unit Rate ($) |  | 1,112.50 per each | Master Register!BU355
2026-08-24 14:36 | J. Krasnoff-Hnatjuk | PHW-TS-0188 | PHW-TS-0188 | Unit Rate ($) |  | 1,112.50 per each | Master Register!BU356
2026-08-24 14:36 | J. Krasnoff-Hnatjuk | PHW-TS-0189 | PHW-TS-0189 | Unit Rate ($) |  | 1,112.50 per each | Master Register!BU357
2026-08-24 14:36 | J. Krasnoff-Hnatjuk | PHW-TS-0190 | PHW-TS-0190 | Unit Rate ($) |  | 1,112.50 per each | Master Register!BU358
2026-08-24 14:36 | J. Krasnoff-Hnatjuk | PHW-TS-0191 | PHW-TS-0191 | Unit Rate ($) |  | 1,112.50 per each | Master Register!BU359
2026-08-24 14:36 | J. Krasnoff-Hnatjuk | PHW-TS-0192 | PHW-TS-0192 | Unit Rate ($) |  | 1,112.50 per each | Master Register!BU360
2026-08-24 14:36 | J. Krasnoff-Hnatjuk | PHW-TS-0193 | PHW-TS-0193 | Unit Rate ($) |  | 1,112.50 per each | Master Register!BU361
2026-08-24 14:36 | J. Krasnoff-Hnatjuk | PHW-TS-0194 | PHW-TS-0194 | Unit Rate ($) |  | 1,112.50 per each | Master Register!BU362
2026-08-24 14:36 | J. Krasnoff-Hnatjuk | PHW-TS-0195 | PHW-TS-0195 | Unit Rate ($) |  | 1,112.50 per each | Master Register!BU363
2026-08-24 14:36 | J. Krasnoff-Hnatjuk | PHW-TS-0196 | PHW-TS-0196 | Unit Rate ($) |  | 1,112.50 per each | Master Register!BU364
2026-08-24 14:36 | J. Krasnoff-Hnatjuk | PHW-TS-0197 | PHW-TS-0197 | Unit Rate ($) |  | 1,112.50 per each | Master Register!BU367
2026-08-24 14:36 | J. Krasnoff-Hnatjuk | PHW-TS-0198 | PHW-TS-0198 | Unit Rate ($) |  | 1,112.50 per each | Master Register!BU368
2026-08-24 14:36 | J. Krasnoff-Hnatjuk | PHW-TS-0199 | PHW-TS-0199 | Unit Rate ($) |  | 1,112.50 per each | Master Register!BU386
2026-08-24 14:36 | J. Krasnoff-Hnatjuk | PHW-TS-0200 | PHW-TS-0200 | Unit Rate ($) |  | 1,112.50 per each | Master Register!BU387
2026-08-24 14:36 | J. Krasnoff-Hnatjuk | PHW-TS-0201 | PHW-TS-0201 | Unit Rate ($) |  | 1,112.50 per each | Master Register!BU396
2026-08-24 14:36 | J. Krasnoff-Hnatjuk | PHW-TS-0202 | PHW-TS-0202 | Unit Rate ($) |  | 1,112.50 per each | Master Register!BU402
2026-08-24 14:36 | J. Krasnoff-Hnatjuk | PHW-TS-0203 | PHW-TS-0203 | Unit Rate ($) |  | 1,112.50 per each | Master Register!BU403
2026-08-24 14:36 | J. Krasnoff-Hnatjuk | PHW-TS-0204 | PHW-TS-0204 | Unit Rate ($) |  | 1,112.50 per each | Master Register!BU404
2026-08-24 14:36 | J. Krasnoff-Hnatjuk | PHW-TS-0205 | PHW-TS-0205 | Unit Rate ($) |  | 1,112.50 per each | Master Register!BU417
2026-08-24 14:36 | J. Krasnoff-Hnatjuk | PHW-TS-0206 | PHW-TS-0206 | Unit Rate ($) |  | 1,112.50 per each | Master Register!BU418
2026-08-24 14:36 | J. Krasnoff-Hnatjuk | PHW-TS-0207 | PHW-TS-0207 | Unit Rate ($) |  | 1,112.50 per each | Master Register!BU425
2026-08-24 14:36 | J. Krasnoff-Hnatjuk | PHW-TS-0208 | PHW-TS-0208 | Unit Rate ($) |  | 1,112.50 per each | Master Register!BU427
2026-08-24 14:36 | J. Krasnoff-Hnatjuk | PHW-TS-0209 | PHW-TS-0209 | Unit Rate ($) |  | 1,112.50 per each | Master Register!BU428
2026-08-24 14:36 | J. Krasnoff-Hnatjuk | PHW-TS-0210 | PHW-TS-0210 | Unit Rate ($) |  | 1,112.50 per each | Master Register!BU429
2026-08-24 14:36 | J. Krasnoff-Hnatjuk | PHW-TS-0211 | PHW-TS-0211 | Unit Rate ($) |  | 1,112.50 per each | Master Register!BU430
2026-08-24 14:36 | J. Krasnoff-Hnatjuk | PHW-TS-0212 | PHW-TS-0212 | Unit Rate ($) |  | 1,112.50 per each | Master Register!BU431
2026-08-24 14:36 | J. Krasnoff-Hnatjuk | PHW-TS-0213 | PHW-TS-0213 | Unit Rate ($) |  | 1,112.50 per each | Master Register!BU433
2026-08-24 14:36 | J. Krasnoff-Hnatjuk | PHW-TS-0214 | PHW-TS-0214 | Unit Rate ($) |  | 1,112.50 per each | Master Register!BU434
2026-08-24 14:36 | J. Krasnoff-Hnatjuk | PHW-TS-0215 | PHW-TS-0215 | Unit Rate ($) |  | 1,112.50 per each | Master Register!BU435
2026-08-24 14:36 | J. Krasnoff-Hnatjuk | PHW-TS-0216 | PHW-TS-0216 | Unit Rate ($) |  | 1,112.50 per each | Master Register!BU437
2026-08-24 14:36 | J. Krasnoff-Hnatjuk | PHW-TS-0217 | PHW-TS-0217 | Unit Rate ($) |  | 1,112.50 per each | Master Register!BU438
2026-08-24 14:36 | J. Krasnoff-Hnatjuk | PHW-TS-0218 | PHW-TS-0218 | Unit Rate ($) |  | 1,112.50 per each | Master Register!BU439
2026-08-24 14:36 | J. Krasnoff-Hnatjuk | PHW-TS-0219 | PHW-TS-0219 | Unit Rate ($) |  | 1,112.50 per each | Master Register!BU440
2026-08-24 14:36 | J. Krasnoff-Hnatjuk | PHW-TS-0220 | PHW-TS-0220 | Unit Rate ($) |  | 1,112.50 per each | Master Register!BU441
2026-08-24 14:36 | J. Krasnoff-Hnatjuk | PHW-TS-0221 | PHW-TS-0221 | Unit Rate ($) |  | 1,112.50 per each | Master Register!BU442
2026-08-24 14:36 | J. Krasnoff-Hnatjuk | PHW-TS-0222 | PHW-TS-0222 | Unit Rate ($) |  | 1,112.50 per each | Master Register!BU443
2026-08-24 14:36 | J. Krasnoff-Hnatjuk | PHW-TS-0223 | PHW-TS-0223 | Unit Rate ($) |  | 1,112.50 per each | Master Register!BU445
2026-08-24 14:36 | J. Krasnoff-Hnatjuk | PHW-TS-0224 | PHW-TS-0224 | Unit Rate ($) |  | 1,112.50 per each | Master Register!BU446
2026-08-24 14:36 | J. Krasnoff-Hnatjuk | PHW-TS-0225 | PHW-TS-0225 | Unit Rate ($) |  | 1,112.50 per each | Master Register!BU447
2026-08-24 14:36 | J. Krasnoff-Hnatjuk | PHW-TS-0226 | PHW-TS-0226 | Unit Rate ($) |  | 1,112.50 per each | Master Register!BU448
2026-08-24 14:36 | J. Krasnoff-Hnatjuk | PHW-TS-0227 | PHW-TS-0227 | Unit Rate ($) |  | 1,112.50 per each | Master Register!BU451
2026-08-24 14:36 | J. Krasnoff-Hnatjuk | PHW-TS-0228 | PHW-TS-0228 | Unit Rate ($) |  | 1,112.50 per each | Master Register!BU452
2026-08-24 14:36 | J. Krasnoff-Hnatjuk | PHW-TS-0229 | PHW-TS-0229 | Unit Rate ($) |  | 1,112.50 per each | Master Register!BU453
2026-08-24 14:36 | J. Krasnoff-Hnatjuk | PHW-TS-0230 | PHW-TS-0230 | Unit Rate ($) |  | 1,112.50 per each | Master Register!BU454
2026-08-24 14:36 | J. Krasnoff-Hnatjuk | PHW-TS-0231 | PHW-TS-0231 | Unit Rate ($) |  | 1,112.50 per each | Master Register!BU455
2026-08-24 14:36 | J. Krasnoff-Hnatjuk | PHW-TS-0232 | PHW-TS-0232 | Unit Rate ($) |  | 1,112.50 per each | Master Register!BU456
2026-08-24 14:36 | J. Krasnoff-Hnatjuk | PHW-TS-0233 | PHW-TS-0233 | Unit Rate ($) |  | 1,112.50 per each | Master Register!BU457
2026-08-24 14:36 | J. Krasnoff-Hnatjuk | PHW-TS-0234 | PHW-TS-0234 | Unit Rate ($) |  | 1,112.50 per each | Master Register!BU458
2026-08-24 14:36 | J. Krasnoff-Hnatjuk | PHW-TS-0235 | PHW-TS-0235 | Unit Rate ($) |  | 1,112.50 per each | Master Register!BU459
2026-08-24 14:36 | J. Krasnoff-Hnatjuk | PHW-TS-0236 | PHW-TS-0236 | Unit Rate ($) |  | 1,112.50 per each | Master Register!BU460
2026-08-24 14:36 | J. Krasnoff-Hnatjuk | PHW-TS-0237 | PHW-TS-0237 | Unit Rate ($) |  | 1,112.50 per each | Master Register!BU461
2026-08-24 14:36 | J. Krasnoff-Hnatjuk | PHW-TS-0238 | PHW-TS-0238 | Unit Rate ($) |  | 1,112.50 per each | Master Register!BU465
2026-08-24 14:36 | J. Krasnoff-Hnatjuk | PHW-TS-0239 | PHW-TS-0239 | Unit Rate ($) |  | 1,112.50 per each | Master Register!BU466
2026-08-24 14:36 | J. Krasnoff-Hnatjuk | PHW-TS-0240 | PHW-TS-0240 | Unit Rate ($) |  | 1,112.50 per each | Master Register!BU467
2026-08-24 14:36 | J. Krasnoff-Hnatjuk | PHW-TS-0241 | PHW-TS-0241 | Unit Rate ($) |  | 1,112.50 per each | Master Register!BU468
2026-08-24 14:36 | J. Krasnoff-Hnatjuk | PHW-TS-0242 | PHW-TS-0242 | Unit Rate ($) |  | 1,112.50 per each | Master Register!BU469
2026-08-24 14:36 | J. Krasnoff-Hnatjuk | PHW-TS-0243 | PHW-TS-0243 | Unit Rate ($) |  | 1,112.50 per each | Master Register!BU470
2026-08-24 14:36 | J. Krasnoff-Hnatjuk | PHW-TS-0244 | PHW-TS-0244 | Unit Rate ($) |  | 1,112.50 per each | Master Register!BU471
2026-08-24 14:36 | J. Krasnoff-Hnatjuk | PHW-TS-0245 | PHW-TS-0245 | Unit Rate ($) |  | 1,112.50 per each | Master Register!BU472
2026-08-24 14:36 | J. Krasnoff-Hnatjuk | PHW-TS-0246 | PHW-TS-0246 | Unit Rate ($) |  | 1,112.50 per each | Master Register!BU473
2026-08-24 14:36 | J. Krasnoff-Hnatjuk | PHW-TS-0247 | PHW-TS-0247 | Unit Rate ($) |  | 1,112.50 per each | Master Register!BU474
2026-08-24 14:36 | J. Krasnoff-Hnatjuk | PHW-TS-0248 | PHW-TS-0248 | Unit Rate ($) |  | 1,112.50 per each | Master Register!BU476
2026-08-24 14:36 | J. Krasnoff-Hnatjuk | PHW-TS-0249 | PHW-TS-0249 | Unit Rate ($) |  | 1,112.50 per each | Master Register!BU477
2026-08-24 14:36 | J. Krasnoff-Hnatjuk | PHW-TS-0250 | PHW-TS-0250 | Unit Rate ($) |  | 1,112.50 per each | Master Register!BU478
2026-08-24 14:36 | J. Krasnoff-Hnatjuk | PHW-TS-0251 | PHW-TS-0251 | Unit Rate ($) |  | 1,112.50 per each | Master Register!BU479
2026-08-24 14:36 | J. Krasnoff-Hnatjuk | PHW-TS-0252 | PHW-TS-0252 | Unit Rate ($) |  | 1,112.50 per each | Master Register!BU480
2026-08-24 14:36 | J. Krasnoff-Hnatjuk | PHW-TS-0253 | PHW-TS-0253 | Unit Rate ($) |  | 1,112.50 per each | Master Register!BU482
2026-08-24 14:36 | J. Krasnoff-Hnatjuk | PHW-BS-0025 | PHW-BS-0025 | Unit Rate ($) |  | 20,507.00 per each | Master Register!BU483
2026-08-24 14:36 | J. Krasnoff-Hnatjuk | PHW-TS-0254 | PHW-TS-0254 | Unit Rate ($) |  | 1,112.50 per each | Master Register!BU484
2026-08-24 14:36 | J. Krasnoff-Hnatjuk | PHW-BS-0026 | PHW-BS-0026 | Unit Rate ($) |  | 20,507.00 per each | Master Register!BU486
2026-08-24 14:36 | J. Krasnoff-Hnatjuk | PHW-BS-0027 | PHW-BS-0027 | Unit Rate ($) |  | 20,507.00 per each | Master Register!BU487
2026-08-24 14:36 | J. Krasnoff-Hnatjuk | PHW-BS-0028 | PHW-BS-0028 | Unit Rate ($) |  | 20,507.00 per each | Master Register!BU488
2026-08-24 14:36 | J. Krasnoff-Hnatjuk | PHW-BS-0029 | PHW-BS-0029 | Unit Rate ($) |  | 20,507.00 per each | Master Register!BU489
2026-08-24 14:36 | J. Krasnoff-Hnatjuk | PHW-BS-0030 | PHW-BS-0030 | Unit Rate ($) |  | 20,507.00 per each | Master Register!BU490
2026-08-24 14:36 | J. Krasnoff-Hnatjuk | PHW-BS-0031 | PHW-BS-0031 | Unit Rate ($) |  | 20,507.00 per each | Master Register!BU491
2026-08-24 14:36 | J. Krasnoff-Hnatjuk | PHW-BS-0032 | PHW-BS-0032 | Unit Rate ($) |  | 20,507.00 per each | Master Register!BU492
2026-08-24 14:36 | J. Krasnoff-Hnatjuk | PHW-BS-0033 | PHW-BS-0033 | Unit Rate ($) |  | 20,507.00 per each | Master Register!BU493
2026-08-24 14:36 | J. Krasnoff-Hnatjuk | PHW-TS-0255 | PHW-TS-0255 | Unit Rate ($) |  | 1,112.50 per each | Master Register!BU495
2026-08-24 14:36 | J. Krasnoff-Hnatjuk | PHW-TS-0256 | PHW-TS-0256 | Unit Rate ($) |  | 1,112.50 per each | Master Register!BU496
2026-08-24 14:36 | J. Krasnoff-Hnatjuk | PHW-TS-0257 | PHW-TS-0257 | Unit Rate ($) |  | 1,112.50 per each | Master Register!BU497
2026-08-24 14:36 | J. Krasnoff-Hnatjuk | PHW-TS-0258 | PHW-TS-0258 | Unit Rate ($) |  | 1,112.50 per each | Master Register!BU498
2026-08-24 14:36 | J. Krasnoff-Hnatjuk | PHW-TS-0259 | PHW-TS-0259 | Unit Rate ($) |  | 1,112.50 per each | Master Register!BU499
2026-08-24 14:36 | J. Krasnoff-Hnatjuk | PHW-TS-0260 | PHW-TS-0260 | Unit Rate ($) |  | 1,112.50 per each | Master Register!BU500
2026-08-24 14:36 | J. Krasnoff-Hnatjuk | PHW-TS-0261 | PHW-TS-0261 | Unit Rate ($) |  | 1,112.50 per each | Master Register!BU501
2026-08-24 14:36 | J. Krasnoff-Hnatjuk | PHW-TS-0262 | PHW-TS-0262 | Unit Rate ($) |  | 1,112.50 per each | Master Register!BU502
2026-08-24 14:36 | J. Krasnoff-Hnatjuk | PHW-TS-0263 | PHW-TS-0263 | Unit Rate ($) |  | 1,112.50 per each | Master Register!BU503
2026-08-24 14:36 | J. Krasnoff-Hnatjuk | PHW-TS-0264 | PHW-TS-0264 | Unit Rate ($) |  | 1,112.50 per each | Master Register!BU504
2026-08-24 14:36 | J. Krasnoff-Hnatjuk | PHW-TS-0265 | PHW-TS-0265 | Unit Rate ($) |  | 1,112.50 per each | Master Register!BU506
2026-08-24 14:36 | J. Krasnoff-Hnatjuk | PHW-TS-0266 | PHW-TS-0266 | Unit Rate ($) |  | 1,112.50 per each | Master Register!BU507
2026-08-24 14:36 | J. Krasnoff-Hnatjuk | PHW-TS-0267 | PHW-TS-0267 | Unit Rate ($) |  | 1,112.50 per each | Master Register!BU509
2026-08-24 14:36 | J. Krasnoff-Hnatjuk | PHW-TS-0268 | PHW-TS-0268 | Unit Rate ($) |  | 1,112.50 per each | Master Register!BU511
2026-08-24 14:36 | J. Krasnoff-Hnatjuk | PHW-TS-0269 | PHW-TS-0269 | Unit Rate ($) |  | 1,112.50 per each | Master Register!BU512
2026-08-24 14:36 | J. Krasnoff-Hnatjuk | PHW-BS-0034 | PHW-BS-0034 | Unit Rate ($) |  | 20,507.00 per each | Master Register!BU513
2026-08-24 14:36 | J. Krasnoff-Hnatjuk | PHW-TS-0270 | PHW-TS-0270 | Unit Rate ($) |  | 1,112.50 per each | Master Register!BU514
2026-08-24 14:36 | J. Krasnoff-Hnatjuk | PHW-TS-0271 | PHW-TS-0271 | Unit Rate ($) |  | 1,112.50 per each | Master Register!BU515
2026-08-24 14:36 | J. Krasnoff-Hnatjuk | PHW-TS-0272 | PHW-TS-0272 | Unit Rate ($) |  | 1,112.50 per each | Master Register!BU516
2026-08-24 14:36 | J. Krasnoff-Hnatjuk | PHW-TS-0273 | PHW-TS-0273 | Unit Rate ($) |  | 1,112.50 per each | Master Register!BU517
2026-08-24 14:36 | J. Krasnoff-Hnatjuk | PHW-BS-0035 | PHW-BS-0035 | Unit Rate ($) |  | 20,507.00 per each | Master Register!BU518
2026-08-24 14:36 | J. Krasnoff-Hnatjuk | PHW-TS-0274 | PHW-TS-0274 | Unit Rate ($) |  | 1,112.50 per each | Master Register!BU519
2026-08-24 14:36 | J. Krasnoff-Hnatjuk | PHW-TS-0275 | PHW-TS-0275 | Unit Rate ($) |  | 1,112.50 per each | Master Register!BU520
2026-08-24 14:36 | J. Krasnoff-Hnatjuk | PHW-TS-0276 | PHW-TS-0276 | Unit Rate ($) |  | 1,112.50 per each | Master Register!BU521
2026-08-24 14:36 | J. Krasnoff-Hnatjuk | PHW-TS-0277 | PHW-TS-0277 | Unit Rate ($) |  | 1,112.50 per each | Master Register!BU523
2026-08-24 14:36 | J. Krasnoff-Hnatjuk | PHW-TS-0278 | PHW-TS-0278 | Unit Rate ($) |  | 1,112.50 per each | Master Register!BU524
2026-08-24 14:36 | J. Krasnoff-Hnatjuk | PHW-TS-0279 | PHW-TS-0279 | Unit Rate ($) |  | 1,112.50 per each | Master Register!BU525
2026-08-24 14:36 | J. Krasnoff-Hnatjuk | PHW-TS-0280 | PHW-TS-0280 | Unit Rate ($) |  | 1,112.50 per each | Master Register!BU526
2026-08-24 14:36 | J. Krasnoff-Hnatjuk | PHW-TS-0281 | PHW-TS-0281 | Unit Rate ($) |  | 1,112.50 per each | Master Register!BU528
2026-08-24 14:36 | J. Krasnoff-Hnatjuk | PHW-TS-0282 | PHW-TS-0282 | Unit Rate ($) |  | 1,112.50 per each | Master Register!BU529
2026-08-24 14:36 | J. Krasnoff-Hnatjuk | PHW-TS-0283 | PHW-TS-0283 | Unit Rate ($) |  | 1,112.50 per each | Master Register!BU530
2026-08-24 14:36 | J. Krasnoff-Hnatjuk | PHW-TS-0284 | PHW-TS-0284 | Unit Rate ($) |  | 1,112.50 per each | Master Register!BU531
2026-08-24 14:36 | J. Krasnoff-Hnatjuk | PHW-TS-0285 | PHW-TS-0285 | Unit Rate ($) |  | 1,112.50 per each | Master Register!BU532
2026-08-24 14:36 | J. Krasnoff-Hnatjuk | PHW-TS-0286 | PHW-TS-0286 | Unit Rate ($) |  | 1,112.50 per each | Master Register!BU533
2026-08-24 14:36 | J. Krasnoff-Hnatjuk | PHW-TS-0287 | PHW-TS-0287 | Unit Rate ($) |  | 1,112.50 per each | Master Register!BU534
2026-08-24 14:36 | J. Krasnoff-Hnatjuk | PHW-TS-0288 | PHW-TS-0288 | Unit Rate ($) |  | 1,112.50 per each | Master Register!BU535
2026-08-24 14:36 | J. Krasnoff-Hnatjuk | PHW-TS-0289 | PHW-TS-0289 | Unit Rate ($) |  | 1,112.50 per each | Master Register!BU536
2026-08-24 14:36 | J. Krasnoff-Hnatjuk | PHW-TS-0290 | PHW-TS-0290 | Unit Rate ($) |  | 1,112.50 per each | Master Register!BU537
2026-08-24 14:36 | J. Krasnoff-Hnatjuk | PHW-TS-0291 | PHW-TS-0291 | Unit Rate ($) |  | 1,112.50 per each | Master Register!BU538
2026-08-24 14:36 | J. Krasnoff-Hnatjuk | PHW-TS-0292 | PHW-TS-0292 | Unit Rate ($) |  | 1,112.50 per each | Master Register!BU539
2026-08-24 14:36 | J. Krasnoff-Hnatjuk | PHW-BS-0036 | PHW-BS-0036 | Unit Rate ($) |  | 20,507.00 per each | Master Register!BU540
2026-08-24 14:36 | J. Krasnoff-Hnatjuk | PHW-TS-0293 | PHW-TS-0293 | Unit Rate ($) |  | 1,112.50 per each | Master Register!BU541
2026-08-24 14:36 | J. Krasnoff-Hnatjuk | PHW-TS-0294 | PHW-TS-0294 | Unit Rate ($) |  | 1,112.50 per each | Master Register!BU542
2026-08-24 14:36 | J. Krasnoff-Hnatjuk | PHW-BS-0037 | PHW-BS-0037 | Unit Rate ($) |  | 20,507.00 per each | Master Register!BU543
2026-08-24 14:36 | J. Krasnoff-Hnatjuk | PHW-TS-0295 | PHW-TS-0295 | Unit Rate ($) |  | 1,112.50 per each | Master Register!BU544
2026-08-24 14:36 | J. Krasnoff-Hnatjuk | PHW-TS-0296 | PHW-TS-0296 | Unit Rate ($) |  | 1,112.50 per each | Master Register!BU545
2026-08-24 14:36 | J. Krasnoff-Hnatjuk | PHW-BS-0038 | PHW-BS-0038 | Unit Rate ($) |  | 20,507.00 per each | Master Register!BU546
2026-08-24 14:36 | J. Krasnoff-Hnatjuk | PHW-TS-0297 | PHW-TS-0297 | Unit Rate ($) |  | 1,112.50 per each | Master Register!BU547
2026-08-24 14:36 | J. Krasnoff-Hnatjuk | PHW-TS-0298 | PHW-TS-0298 | Unit Rate ($) |  | 1,112.50 per each | Master Register!BU548
2026-08-24 14:36 | J. Krasnoff-Hnatjuk | PHW-TS-0299 | PHW-TS-0299 | Unit Rate ($) |  | 1,112.50 per each | Master Register!BU550
2026-08-24 14:36 | J. Krasnoff-Hnatjuk | PHW-TS-0300 | PHW-TS-0300 | Unit Rate ($) |  | 1,112.50 per each | Master Register!BU551
2026-08-24 14:36 | J. Krasnoff-Hnatjuk | PHW-TS-0301 | PHW-TS-0301 | Unit Rate ($) |  | 1,112.50 per each | Master Register!BU555
2026-08-24 14:36 | J. Krasnoff-Hnatjuk | PHW-TS-0302 | PHW-TS-0302 | Unit Rate ($) |  | 1,112.50 per each | Master Register!BU557
2026-08-24 14:36 | J. Krasnoff-Hnatjuk | PHW-TS-0303 | PHW-TS-0303 | Unit Rate ($) |  | 1,112.50 per each | Master Register!BU558
2026-08-24 14:36 | J. Krasnoff-Hnatjuk | PHW-TS-0304 | PHW-TS-0304 | Unit Rate ($) |  | 1,112.50 per each | Master Register!BU560
2026-08-24 14:36 | J. Krasnoff-Hnatjuk | PHW-TS-0305 | PHW-TS-0305 | Unit Rate ($) |  | 1,112.50 per each | Master Register!BU562
2026-08-24 14:36 | J. Krasnoff-Hnatjuk | PHW-TS-0306 | PHW-TS-0306 | Unit Rate ($) |  | 1,112.50 per each | Master Register!BU563
2026-08-24 14:36 | J. Krasnoff-Hnatjuk | PHW-TS-0307 | PHW-TS-0307 | Unit Rate ($) |  | 1,112.50 per each | Master Register!BU564
2026-08-24 14:36 | J. Krasnoff-Hnatjuk | PHW-TS-0308 | PHW-TS-0308 | Unit Rate ($) |  | 1,112.50 per each | Master Register!BU565
2026-08-24 14:36 | J. Krasnoff-Hnatjuk | PHW-TS-0309 | PHW-TS-0309 | Unit Rate ($) |  | 1,112.50 per each | Master Register!BU566
2026-08-24 14:36 | J. Krasnoff-Hnatjuk | PHW-TS-0310 | PHW-TS-0310 | Unit Rate ($) |  | 1,112.50 per each | Master Register!BU567
2026-08-24 14:36 | J. Krasnoff-Hnatjuk | PHW-TS-0311 | PHW-TS-0311 | Unit Rate ($) |  | 1,112.50 per each | Master Register!BU569
2026-08-24 14:36 | J. Krasnoff-Hnatjuk | PHW-TS-0312 | PHW-TS-0312 | Unit Rate ($) |  | 1,112.50 per each | Master Register!BU570
2026-08-24 14:36 | J. Krasnoff-Hnatjuk | PHW-TS-0313 | PHW-TS-0313 | Unit Rate ($) |  | 1,112.50 per each | Master Register!BU571
2026-08-24 14:36 | J. Krasnoff-Hnatjuk | PHW-TS-0314 | PHW-TS-0314 | Unit Rate ($) |  | 1,112.50 per each | Master Register!BU572
2026-08-24 14:36 | J. Krasnoff-Hnatjuk | PHW-TS-0315 | PHW-TS-0315 | Unit Rate ($) |  | 1,112.50 per each | Master Register!BU573
2026-08-24 14:36 | J. Krasnoff-Hnatjuk | PHW-TS-0316 | PHW-TS-0316 | Unit Rate ($) |  | 1,112.50 per each | Master Register!BU574
2026-08-24 14:36 | J. Krasnoff-Hnatjuk | PHW-TS-0317 | PHW-TS-0317 | Unit Rate ($) |  | 1,112.50 per each | Master Register!BU575
2026-08-24 14:36 | J. Krasnoff-Hnatjuk | PHW-TS-0318 | PHW-TS-0318 | Unit Rate ($) |  | 1,112.50 per each | Master Register!BU576
2026-08-24 14:36 | J. Krasnoff-Hnatjuk | PHW-TS-0319 | PHW-TS-0319 | Unit Rate ($) |  | 1,112.50 per each | Master Register!BU577
2026-08-24 14:36 | J. Krasnoff-Hnatjuk | PHW-TS-0320 | PHW-TS-0320 | Unit Rate ($) |  | 1,112.50 per each | Master Register!BU578
2026-08-24 14:36 | J. Krasnoff-Hnatjuk | PHW-TS-0321 | PHW-TS-0321 | Unit Rate ($) |  | 1,112.50 per each | Master Register!BU581
2026-08-24 14:36 | J. Krasnoff-Hnatjuk | PHW-TS-0322 | PHW-TS-0322 | Unit Rate ($) |  | 1,112.50 per each | Master Register!BU583
2026-08-24 14:36 | J. Krasnoff-Hnatjuk | PHW-TS-0323 | PHW-TS-0323 | Unit Rate ($) |  | 1,112.50 per each | Master Register!BU584
2026-08-24 14:36 | J. Krasnoff-Hnatjuk | PHW-TS-0324 | PHW-TS-0324 | Unit Rate ($) |  | 1,112.50 per each | Master Register!BU585
2026-08-24 14:36 | J. Krasnoff-Hnatjuk | PHW-BS-0039 | PHW-BS-0039 | Unit Rate ($) |  | 20,507.00 per each | Master Register!BU586
2026-08-24 14:36 | J. Krasnoff-Hnatjuk | PHW-TS-0325 | PHW-TS-0325 | Unit Rate ($) |  | 1,112.50 per each | Master Register!BU587
2026-08-24 14:36 | J. Krasnoff-Hnatjuk | PHW-TS-0326 | PHW-TS-0326 | Unit Rate ($) |  | 1,112.50 per each | Master Register!BU588
2026-08-24 14:36 | J. Krasnoff-Hnatjuk | PHW-TS-0327 | PHW-TS-0327 | Unit Rate ($) |  | 1,112.50 per each | Master Register!BU589
2026-08-24 14:36 | J. Krasnoff-Hnatjuk | PHW-TS-0328 | PHW-TS-0328 | Unit Rate ($) |  | 1,112.50 per each | Master Register!BU590
2026-08-24 14:36 | J. Krasnoff-Hnatjuk | PHW-BS-0040 | PHW-BS-0040 | Unit Rate ($) |  | 20,507.00 per each | Master Register!BU591
2026-08-24 14:36 | J. Krasnoff-Hnatjuk | PHW-TS-0329 | PHW-TS-0329 | Unit Rate ($) |  | 1,112.50 per each | Master Register!BU597
2026-08-24 14:36 | J. Krasnoff-Hnatjuk | PHW-TS-0330 | PHW-TS-0330 | Unit Rate ($) |  | 1,112.50 per each | Master Register!BU598
2026-08-24 14:36 | J. Krasnoff-Hnatjuk | PHW-TS-0331 | PHW-TS-0331 | Unit Rate ($) |  | 1,112.50 per each | Master Register!BU599
2026-08-24 14:36 | J. Krasnoff-Hnatjuk | PHW-TS-0332 | PHW-TS-0332 | Unit Rate ($) |  | 1,112.50 per each | Master Register!BU608
2026-08-24 14:36 | J. Krasnoff-Hnatjuk | PHW-TS-0333 | PHW-TS-0333 | Unit Rate ($) |  | 1,112.50 per each | Master Register!BU609
2026-08-24 14:36 | J. Krasnoff-Hnatjuk | PHW-TS-0334 | PHW-TS-0334 | Unit Rate ($) |  | 1,112.50 per each | Master Register!BU610
2026-08-24 14:36 | J. Krasnoff-Hnatjuk | PHW-TS-0335 | PHW-TS-0335 | Unit Rate ($) |  | 1,112.50 per each | Master Register!BU611
2026-08-24 14:36 | J. Krasnoff-Hnatjuk | PHW-TS-0336 | PHW-TS-0336 | Unit Rate ($) |  | 1,112.50 per each | Master Register!BU634
2026-08-24 14:36 | J. Krasnoff-Hnatjuk | PHW-TS-0337 | PHW-TS-0337 | Unit Rate ($) |  | 1,112.50 per each | Master Register!BU635
2026-08-24 14:36 | J. Krasnoff-Hnatjuk | PHW-TS-0338 | PHW-TS-0338 | Unit Rate ($) |  | 1,112.50 per each | Master Register!BU637
2026-08-24 14:36 | J. Krasnoff-Hnatjuk | PHW-TS-0339 | PHW-TS-0339 | Unit Rate ($) |  | 1,112.50 per each | Master Register!BU639
2026-08-24 14:36 | J. Krasnoff-Hnatjuk | PHW-TS-0340 | PHW-TS-0340 | Unit Rate ($) |  | 1,112.50 per each | Master Register!BU643
2026-08-24 14:36 | J. Krasnoff-Hnatjuk | PHW-TS-0341 | PHW-TS-0341 | Unit Rate ($) |  | 1,112.50 per each | Master Register!BU644
2026-08-24 14:36 | J. Krasnoff-Hnatjuk | PHW-TS-0342 | PHW-TS-0342 | Unit Rate ($) |  | 1,112.50 per each | Master Register!BU645
2026-08-24 14:36 | J. Krasnoff-Hnatjuk | PHW-TS-0343 | PHW-TS-0343 | Unit Rate ($) |  | 1,112.50 per each | Master Register!BU646
2026-08-24 14:36 | J. Krasnoff-Hnatjuk | PHW-TS-0344 | PHW-TS-0344 | Unit Rate ($) |  | 1,112.50 per each | Master Register!BU648
2026-08-24 14:36 | J. Krasnoff-Hnatjuk | PHW-TS-0345 | PHW-TS-0345 | Unit Rate ($) |  | 1,112.50 per each | Master Register!BU651
2026-08-24 14:36 | J. Krasnoff-Hnatjuk | PHW-TS-0346 | PHW-TS-0346 | Unit Rate ($) |  | 1,112.50 per each | Master Register!BU653
2026-08-24 14:36 | J. Krasnoff-Hnatjuk | PHW-TS-0347 | PHW-TS-0347 | Unit Rate ($) |  | 1,112.50 per each | Master Register!BU654
2026-08-24 14:36 | J. Krasnoff-Hnatjuk | PHW-TS-0348 | PHW-TS-0348 | Unit Rate ($) |  | 1,112.50 per each | Master Register!BU655
2026-08-24 14:36 | J. Krasnoff-Hnatjuk | PHW-TS-0349 | PHW-TS-0349 | Unit Rate ($) |  | 1,112.50 per each | Master Register!BU657
2026-08-24 14:36 | J. Krasnoff-Hnatjuk | PHW-TS-0350 | PHW-TS-0350 | Unit Rate ($) |  | 1,112.50 per each | Master Register!BU658
2026-08-24 14:36 | J. Krasnoff-Hnatjuk | PHW-TS-0351 | PHW-TS-0351 | Unit Rate ($) |  | 1,112.50 per each | Master Register!BU659
2026-08-24 14:36 | J. Krasnoff-Hnatjuk | PHW-TS-0352 | PHW-TS-0352 | Unit Rate ($) |  | 1,112.50 per each | Master Register!BU661
2026-08-24 14:36 | J. Krasnoff-Hnatjuk | PHW-TS-0353 | PHW-TS-0353 | Unit Rate ($) |  | 1,112.50 per each | Master Register!BU664
2026-08-24 14:36 | J. Krasnoff-Hnatjuk | PHW-TS-0354 | PHW-TS-0354 | Unit Rate ($) |  | 1,112.50 per each | Master Register!BU665
2026-08-24 14:36 | J. Krasnoff-Hnatjuk | PHW-TS-0355 | PHW-TS-0355 | Unit Rate ($) |  | 1,112.50 per each | Master Register!BU672
2026-08-24 14:36 | J. Krasnoff-Hnatjuk | PHW-TS-0356 | PHW-TS-0356 | Unit Rate ($) |  | 1,112.50 per each | Master Register!BU673
2026-08-24 14:36 | J. Krasnoff-Hnatjuk | PHW-TS-0357 | PHW-TS-0357 | Unit Rate ($) |  | 1,112.50 per each | Master Register!BU675
2026-08-24 14:36 | J. Krasnoff-Hnatjuk | PHW-TS-0358 | PHW-TS-0358 | Unit Rate ($) |  | 1,112.50 per each | Master Register!BU679
2026-08-24 14:36 | J. Krasnoff-Hnatjuk | PHW-TS-0359 | PHW-TS-0359 | Unit Rate ($) |  | 1,112.50 per each | Master Register!BU680
2026-08-24 14:36 | J. Krasnoff-Hnatjuk | PHW-TS-0360 | PHW-TS-0360 | Unit Rate ($) |  | 1,112.50 per each | Master Register!BU683
2026-08-24 14:36 | J. Krasnoff-Hnatjuk | PHW-TS-0361 | PHW-TS-0361 | Unit Rate ($) |  | 1,112.50 per each | Master Register!BU684
2026-08-24 14:36 | J. Krasnoff-Hnatjuk | PHW-TS-0362 | PHW-TS-0362 | Unit Rate ($) |  | 1,112.50 per each | Master Register!BU685
2026-08-24 14:36 | J. Krasnoff-Hnatjuk | PHW-TS-0363 | PHW-TS-0363 | Unit Rate ($) |  | 1,112.50 per each | Master Register!BU686
2026-08-24 14:36 | J. Krasnoff-Hnatjuk | PHW-TS-0364 | PHW-TS-0364 | Unit Rate ($) |  | 1,112.50 per each | Master Register!BU687
2026-08-24 14:36 | J. Krasnoff-Hnatjuk | PHW-TS-0365 | PHW-TS-0365 | Unit Rate ($) |  | 1,112.50 per each | Master Register!BU688
2026-08-24 14:36 | J. Krasnoff-Hnatjuk | PHW-TS-0366 | PHW-TS-0366 | Unit Rate ($) |  | 1,112.50 per each | Master Register!BU690
2026-08-24 14:36 | J. Krasnoff-Hnatjuk | PHW-TS-0367 | PHW-TS-0367 | Unit Rate ($) |  | 1,112.50 per each | Master Register!BU691
2026-08-24 14:36 | J. Krasnoff-Hnatjuk | PHW-TS-0368 | PHW-TS-0368 | Unit Rate ($) |  | 1,112.50 per each | Master Register!BU692
2026-08-24 14:36 | J. Krasnoff-Hnatjuk | PHW-TS-0369 | PHW-TS-0369 | Unit Rate ($) |  | 1,112.50 per each | Master Register!BU693
2026-08-24 14:36 | J. Krasnoff-Hnatjuk | PHW-TS-0370 | PHW-TS-0370 | Unit Rate ($) |  | 1,112.50 per each | Master Register!BU702
2026-08-24 14:36 | J. Krasnoff-Hnatjuk | PHW-TS-0371 | PHW-TS-0371 | Unit Rate ($) |  | 1,112.50 per each | Master Register!BU704
2026-08-24 14:36 | J. Krasnoff-Hnatjuk | PHW-TS-0372 | PHW-TS-0372 | Unit Rate ($) |  | 1,112.50 per each | Master Register!BU706
2026-08-24 14:36 | J. Krasnoff-Hnatjuk | PHW-TS-0373 | PHW-TS-0373 | Unit Rate ($) |  | 1,112.50 per each | Master Register!BU707
2026-08-24 14:36 | J. Krasnoff-Hnatjuk | PHW-TS-0374 | PHW-TS-0374 | Unit Rate ($) |  | 1,112.50 per each | Master Register!BU709
2026-08-24 14:36 | J. Krasnoff-Hnatjuk | PHW-TS-0375 | PHW-TS-0375 | Unit Rate ($) |  | 1,112.50 per each | Master Register!BU710
2026-08-24 14:36 | J. Krasnoff-Hnatjuk | PHW-TS-0376 | PHW-TS-0376 | Unit Rate ($) |  | 1,112.50 per each | Master Register!BU711
2026-08-24 14:36 | J. Krasnoff-Hnatjuk | PHW-TS-0377 | PHW-TS-0377 | Unit Rate ($) |  | 1,112.50 per each | Master Register!BU716
2026-08-24 14:36 | J. Krasnoff-Hnatjuk | PHW-TS-0378 | PHW-TS-0378 | Unit Rate ($) |  | 1,112.50 per each | Master Register!BU717
2026-08-24 14:36 | J. Krasnoff-Hnatjuk | PHW-TS-0379 | PHW-TS-0379 | Unit Rate ($) |  | 1,112.50 per each | Master Register!BU720
2026-08-24 14:36 | J. Krasnoff-Hnatjuk | PHW-TS-0380 | PHW-TS-0380 | Unit Rate ($) |  | 1,112.50 per each | Master Register!BU722
2026-08-24 14:36 | J. Krasnoff-Hnatjuk | PHW-TS-0381 | PHW-TS-0381 | Unit Rate ($) |  | 1,112.50 per each | Master Register!BU723
2026-08-24 14:36 | J. Krasnoff-Hnatjuk | PHW-TS-0382 | PHW-TS-0382 | Unit Rate ($) |  | 1,112.50 per each | Master Register!BU735
2026-08-24 14:36 | J. Krasnoff-Hnatjuk | PHW-TS-0383 | PHW-TS-0383 | Unit Rate ($) |  | 1,112.50 per each | Master Register!BU762
2026-08-24 14:36 | J. Krasnoff-Hnatjuk | PHW-TS-0384 | PHW-TS-0384 | Unit Rate ($) |  | 1,112.50 per each | Master Register!BU763
2026-08-24 14:36 | J. Krasnoff-Hnatjuk | PHW-TS-0385 | PHW-TS-0385 | Unit Rate ($) |  | 1,112.50 per each | Master Register!BU764
2026-08-24 14:36 | J. Krasnoff-Hnatjuk | PHW-TS-0386 | PHW-TS-0386 | Unit Rate ($) |  | 1,112.50 per each | Master Register!BU774
2026-08-24 14:36 | J. Krasnoff-Hnatjuk | PHW-TS-0387 | PHW-TS-0387 | Unit Rate ($) |  | 1,112.50 per each | Master Register!BU775
2026-08-24 14:36 | J. Krasnoff-Hnatjuk | PHW-TS-0388 | PHW-TS-0388 | Unit Rate ($) |  | 1,112.50 per each | Master Register!BU776
2026-08-24 14:36 | J. Krasnoff-Hnatjuk | PHW-TS-0389 | PHW-TS-0389 | Unit Rate ($) |  | 1,112.50 per each | Master Register!BU788
2026-08-24 14:36 | J. Krasnoff-Hnatjuk | PHW-TS-0390 | PHW-TS-0390 | Unit Rate ($) |  | 1,112.50 per each | Master Register!BU789
2026-08-24 14:36 | J. Krasnoff-Hnatjuk | PHW-TS-0391 | PHW-TS-0391 | Unit Rate ($) |  | 1,112.50 per each | Master Register!BU796
2026-08-24 14:36 | J. Krasnoff-Hnatjuk | PHW-TS-0392 | PHW-TS-0392 | Unit Rate ($) |  | 1,112.50 per each | Master Register!BU804
2026-08-24 14:36 | J. Krasnoff-Hnatjuk | PHW-TS-0393 | PHW-TS-0393 | Unit Rate ($) |  | 1,112.50 per each | Master Register!BU806
2026-08-24 14:36 | J. Krasnoff-Hnatjuk | PHW-TS-0394 | PHW-TS-0394 | Unit Rate ($) |  | 1,112.50 per each | Master Register!BU886
2026-08-24 14:36 | J. Krasnoff-Hnatjuk | PHW-TS-0395 | PHW-TS-0395 | Unit Rate ($) |  | 1,112.50 per each | Master Register!BU888
2026-08-24 14:36 | J. Krasnoff-Hnatjuk | PHW-TS-0396 | PHW-TS-0396 | Unit Rate ($) |  | 1,112.50 per each | Master Register!BU889
2026-08-24 14:36 | J. Krasnoff-Hnatjuk | PHW-TS-0397 | PHW-TS-0397 | Unit Rate ($) |  | 1,112.50 per each | Master Register!BU890
2026-08-24 14:36 | J. Krasnoff-Hnatjuk | PHW-TS-0398 | PHW-TS-0398 | Unit Rate ($) |  | 1,112.50 per each | Master Register!BU891
2026-08-24 14:36 | J. Krasnoff-Hnatjuk | PHW-TS-0399 | PHW-TS-0399 | Unit Rate ($) |  | 1,112.50 per each | Master Register!BU892
2026-08-24 14:36 | J. Krasnoff-Hnatjuk | PHW-TS-0400 | PHW-TS-0400 | Unit Rate ($) |  | 1,112.50 per each | Master Register!BU893
2026-08-24 14:36 | J. Krasnoff-Hnatjuk | PHW-TS-0401 | PHW-TS-0401 | Unit Rate ($) |  | 1,112.50 per each | Master Register!BU894
2026-08-24 14:36 | J. Krasnoff-Hnatjuk | PHW-TS-0402 | PHW-TS-0402 | Unit Rate ($) |  | 1,112.50 per each | Master Register!BU895
2026-08-24 14:36 | J. Krasnoff-Hnatjuk | PHW-TS-0403 | PHW-TS-0403 | Unit Rate ($) |  | 1,112.50 per each | Master Register!BU896
2026-08-24 14:36 | J. Krasnoff-Hnatjuk | PHW-TS-0404 | PHW-TS-0404 | Unit Rate ($) |  | 1,112.50 per each | Master Register!BU898
2026-08-24 14:36 | J. Krasnoff-Hnatjuk | PHW-TS-0405 | PHW-TS-0405 | Unit Rate ($) |  | 1,112.50 per each | Master Register!BU899
2026-08-24 14:36 | J. Krasnoff-Hnatjuk | PHW-TS-0406 | PHW-TS-0406 | Unit Rate ($) |  | 1,112.50 per each | Master Register!BU901
2026-08-24 14:36 | J. Krasnoff-Hnatjuk | PHW-BS-0041 | PHW-BS-0041 | Unit Rate ($) |  | 20,507.00 per each | Master Register!BU907
2026-08-24 14:36 | J. Krasnoff-Hnatjuk | PHW-BS-0042 | PHW-BS-0042 | Unit Rate ($) |  | 20,507.00 per each | Master Register!BU908
2026-08-24 14:36 | J. Krasnoff-Hnatjuk | PHW-BS-0043 | PHW-BS-0043 | Unit Rate ($) |  | 20,507.00 per each | Master Register!BU909
2026-08-24 14:36 | J. Krasnoff-Hnatjuk | PHW-BS-0044 | PHW-BS-0044 | Unit Rate ($) |  | 20,507.00 per each | Master Register!BU910
2026-08-24 14:36 | J. Krasnoff-Hnatjuk | PHW-BS-0045 | PHW-BS-0045 | Unit Rate ($) |  | 20,507.00 per each | Master Register!BU911
2026-08-24 14:36 | J. Krasnoff-Hnatjuk | PHW-BS-0046 | PHW-BS-0046 | Unit Rate ($) |  | 20,507.00 per each | Master Register!BU912
2026-08-24 14:36 | J. Krasnoff-Hnatjuk | PWG-TS-0001 | PWG-TS-0001 | Unit Rate ($) |  | 1,112.50 per each | Master Register!BU918
2026-08-24 14:36 | J. Krasnoff-Hnatjuk | PWG-BS-0001 | PWG-BS-0001 | Unit Rate ($) |  | 20,507.00 per each | Master Register!BU921
2026-08-24 14:36 | J. Krasnoff-Hnatjuk | PWG-TS-0002 | PWG-TS-0002 | Unit Rate ($) |  | 1,112.50 per each | Master Register!BU923
2026-08-24 14:36 | J. Krasnoff-Hnatjuk | PWG-TS-0003 | PWG-TS-0003 | Unit Rate ($) |  | 1,112.50 per each | Master Register!BU956
2026-08-24 14:36 | J. Krasnoff-Hnatjuk | PWG-TS-0004 | PWG-TS-0004 | Unit Rate ($) |  | 1,112.50 per each | Master Register!BU986
2026-08-24 14:36 | J. Krasnoff-Hnatjuk | PWG-TS-0005 | PWG-TS-0005 | Unit Rate ($) |  | 1,112.50 per each | Master Register!BU987
2026-08-24 14:36 | J. Krasnoff-Hnatjuk | PWG-TS-0006 | PWG-TS-0006 | Unit Rate ($) |  | 1,112.50 per each | Master Register!BU1049
2026-08-24 14:36 | J. Krasnoff-Hnatjuk | PWG-TS-0007 | PWG-TS-0007 | Unit Rate ($) |  | 1,112.50 per each | Master Register!BU1055
2026-08-24 14:36 | J. Krasnoff-Hnatjuk | PWG-TS-0008 | PWG-TS-0008 | Unit Rate ($) |  | 1,112.50 per each | Master Register!BU1164
2026-08-24 14:36 | J. Krasnoff-Hnatjuk | PWG-TS-0009 | PWG-TS-0009 | Unit Rate ($) |  | 1,112.50 per each | Master Register!BU1165
2026-08-24 14:36 | J. Krasnoff-Hnatjuk | PWG-TS-0010 | PWG-TS-0010 | Unit Rate ($) |  | 1,112.50 per each | Master Register!BU1177
2026-08-24 14:36 | J. Krasnoff-Hnatjuk | PWG-TS-0011 | PWG-TS-0011 | Unit Rate ($) |  | 1,112.50 per each | Master Register!BU1178
2026-08-24 14:36 | J. Krasnoff-Hnatjuk | PWG-TS-0012 | PWG-TS-0012 | Unit Rate ($) |  | 1,112.50 per each | Master Register!BU1179
2026-08-24 14:36 | J. Krasnoff-Hnatjuk | PWG-TS-0013 | PWG-TS-0013 | Unit Rate ($) |  | 1,112.50 per each | Master Register!BU1187
2026-08-24 14:36 | J. Krasnoff-Hnatjuk | PWG-TS-0014 | PWG-TS-0014 | Unit Rate ($) |  | 1,112.50 per each | Master Register!BU1188
2026-08-24 14:36 | J. Krasnoff-Hnatjuk | PWG-TS-0015 | PWG-TS-0015 | Unit Rate ($) |  | 1,112.50 per each | Master Register!BU1189
2026-08-24 14:36 | J. Krasnoff-Hnatjuk | PWG-TS-0016 | PWG-TS-0016 | Unit Rate ($) |  | 1,112.50 per each | Master Register!BU1200
2026-08-24 14:36 | J. Krasnoff-Hnatjuk | PWG-TS-0017 | PWG-TS-0017 | Unit Rate ($) |  | 1,112.50 per each | Master Register!BU1201
2026-08-24 14:36 | J. Krasnoff-Hnatjuk | PWG-TS-0018 | PWG-TS-0018 | Unit Rate ($) |  | 1,112.50 per each | Master Register!BU1202
2026-08-24 14:36 | J. Krasnoff-Hnatjuk | PWG-TS-0019 | PWG-TS-0019 | Unit Rate ($) |  | 1,112.50 per each | Master Register!BU1204
2026-08-24 14:36 | J. Krasnoff-Hnatjuk | PWG-TS-0020 | PWG-TS-0020 | Unit Rate ($) |  | 1,112.50 per each | Master Register!BU1205
2026-08-24 14:36 | J. Krasnoff-Hnatjuk | PWG-TS-0021 | PWG-TS-0021 | Unit Rate ($) |  | 1,112.50 per each | Master Register!BU1206
2026-08-24 14:36 | J. Krasnoff-Hnatjuk | PWG-TS-0022 | PWG-TS-0022 | Unit Rate ($) |  | 1,112.50 per each | Master Register!BU1246
2026-08-24 14:36 | J. Krasnoff-Hnatjuk | PWG-TS-0023 | PWG-TS-0023 | Unit Rate ($) |  | 1,112.50 per each | Master Register!BU1248
2026-08-24 14:36 | J. Krasnoff-Hnatjuk | PWG-TS-0024 | PWG-TS-0024 | Unit Rate ($) |  | 1,112.50 per each | Master Register!BU1249
2026-08-24 14:36 | J. Krasnoff-Hnatjuk | PWG-TS-0025 | PWG-TS-0025 | Unit Rate ($) |  | 1,112.50 per each | Master Register!BU1270
2026-08-24 14:36 | J. Krasnoff-Hnatjuk | PWG-TS-0026 | PWG-TS-0026 | Unit Rate ($) |  | 1,112.50 per each | Master Register!BU1271
2026-08-24 14:36 | J. Krasnoff-Hnatjuk | PWG-TS-0027 | PWG-TS-0027 | Unit Rate ($) |  | 1,112.50 per each | Master Register!BU1280
2026-08-24 14:36 | J. Krasnoff-Hnatjuk | PWG-TS-0028 | PWG-TS-0028 | Unit Rate ($) |  | 1,112.50 per each | Master Register!BU1281
2026-08-24 14:36 | J. Krasnoff-Hnatjuk | PWG-TS-0029 | PWG-TS-0029 | Unit Rate ($) |  | 1,112.50 per each | Master Register!BU1282
2026-08-24 14:36 | J. Krasnoff-Hnatjuk | PWG-TS-0030 | PWG-TS-0030 | Unit Rate ($) |  | 1,112.50 per each | Master Register!BU1283
2026-08-24 14:36 | J. Krasnoff-Hnatjuk | PWG-TS-0031 | PWG-TS-0031 | Unit Rate ($) |  | 1,112.50 per each | Master Register!BU1284
2026-08-24 14:36 | J. Krasnoff-Hnatjuk | PWG-TS-0032 | PWG-TS-0032 | Unit Rate ($) |  | 1,112.50 per each | Master Register!BU1337
2026-08-24 14:36 | J. Krasnoff-Hnatjuk | PWG-TS-0033 | PWG-TS-0033 | Unit Rate ($) |  | 1,112.50 per each | Master Register!BU1396
2026-08-24 14:36 | J. Krasnoff-Hnatjuk | PWG-TS-0034 | PWG-TS-0034 | Unit Rate ($) |  | 1,112.50 per each | Master Register!BU1397
2026-08-24 14:36 | J. Krasnoff-Hnatjuk | PWG-TS-0035 | PWG-TS-0035 | Unit Rate ($) |  | 1,112.50 per each | Master Register!BU1399
2026-08-24 14:36 | J. Krasnoff-Hnatjuk | PWG-TS-0036 | PWG-TS-0036 | Unit Rate ($) |  | 1,112.50 per each | Master Register!BU1400
2026-08-24 14:36 | J. Krasnoff-Hnatjuk | (control) |  | Current revision | Rev 3 | Rev 4 | Document Control!C10